## Cover Page
AES Indiana
Petersburg Repowering Project
AES Indiana Witness JB Workpaper 1
Cause No. 46022

## WP JB 1
LOC_CODE | STK_NO | SAP NUMBER | DESCRIPTION | ASSET_NO | ASSET_DESC | MANUF P/N | BIN | QTY | UOM | SAP TOTAL $
PETE | 7003519 | 10.526.148 | BEARING, PILLOW BLOCK, SEAL MASTER #MHP31, FOR 1 15/16" SHAFT, (NOTE - WITH TWO HOLE MOUNTING) FOR PRIMARY SAMPLE CRUSHERS. | 266CA05ACB | 5A COAL CONVEYOR BELT *** SEE EQUIPMENT NOTES PAGE #6 *** * CUTTING & WELDING PERMIT REQUIRED * | MHP31 | 4FA2D16 | 4 | EA | 294.24
PETE | 7005315 | 10.528.065 | GRIDMEMBER, COUPLING, REPLACEMENT FOR FALK TYPE 2 200F METALLIC COUPLING. | 266CA05ACB | 5A COAL CONVEYOR BELT *** SEE EQUIPMENT NOTES PAGE #6 *** * CUTTING & WELDING PERMIT REQUIRED * | 200F GRIDMEMBER | 1FA7B27 | 1 | EA | 2860.7
PETE | 7003502 | 10.513.831 | BEARING, PILLOW BLOCK, SPHERICAL, ROLLER, 4-BOLT, 5-15/16" BORE, 7-1/16" BASE TO CENTER HEIGHT, 20-1/2" BOLT HOLE SPACING, FOR PETE 5A COAL CONVEYOR. | 266CA05ACB | 5A COAL CONVEYOR BELT *** SEE EQUIPMENT NOTES PAGE #6 *** * CUTTING & WELDING PERMIT REQUIRED * | L30LN89375 | SB1AD7 | 2 | EA | 5271.14
PETE | 7005316 | 10.510.590 | SEAL RING, COUPLING, FOR FALK SIZE 200 COUPLING. | 266CA05ACB | 5A COAL CONVEYOR BELT *** SEE EQUIPMENT NOTES PAGE #6 *** * CUTTING & WELDING PERMIT REQUIRED * | 200F | 1FA7C25 | 1 | EA | 169.05
PETE | 7003511 | 10.525.739 | BEARING, PILLOW BLOCK, 2-BOLT, 3-7/16 IN BORE, 11-1/4 IN BOLT HOLE CENTER,MEDIUM DUTY, 8-1/4 IN OVERALL HEIGHT, LINK-BELT #PB22455H, (FIXED). | 266CA05ACB | 5A COAL CONVEYOR BELT *** SEE EQUIPMENT NOTES PAGE #6 *** * CUTTING & WELDING PERMIT REQUIRED * | S14KZ55590 | SB1FC4 | 2 | EA | 764.64
PETE | 7005303 | 10.501.680 | COUPLING, SHAFT-COMPLETE, SIZE- 200F 1ST BORE- ROUGH BORE, 2ND BORE- ROUGHBORE W/ GRID & SEALS | 266CA05A00 | 5A COAL CONVEYOR PARENT *** SEE EQUIPMENT NOTES PAGE #6 *** * CUTTING & WELDING PERMIT REQUIRED * |  | SB3H2C1 | 0 | EA | 0
PETE | 5704734 | 10.051.968 | BEARING, PILLOW BLOCK, 2-BOLT, 2-15/16" BORE, 10-1/2" BOLT HOLE CENTER, SPHERICAL ROLLER BEARING, SPLIT CAST IRON HOUSING, 7-5/16" OVERALL HEIGHT. (LINK BELT / DO NOT SUBSTITUTE) | 266CB05BCB | 5B COAL CONVEYOR BELT *** SEE EQUIPMENT NOTES PAGE #6 *** * CUTTING & WELDING PERMIT REQUIRED * | P-LB6847R | SB1FE4 | 5 | EA | 1957.75
PETE | 7003508 | 10.503.510 | BEARING, PILLOW BLOCK, TYPE E, 2-15/16" BORE, 2-BOLT, 9-1/2" BOLT HOLE CENTER, TAPERED ROLLER BEARINGS, 6-1/4" OVERALL HEIGHT. | 266CA06ACB | 6A COAL CONVEYOR *** SEE EQUIPMENT NOTES PAGE #6 *** * CUTTING & WELDING PERMIT REQUIRED * | 023017 | 4FA2D11 | 3 | EA | 663.42
PETE | 5704391 | 10.510.905 | SEAL, HS SHAFT, FOR FALK MODEL 2120Y3S INTERDRIVE, USED ON SPEED REDUCER FOR 7 COAL CONVEYOR HOIST, MANUFACTURER PART NO. 912723 | 266CA06AH0 | 6A COAL CONVEYOR HOIST **** SEE EQUIPMENT NOTES PAGE 6 **** *CUTTING AND WELDING PERMIT REQUIRED* |  | 2FA1E32 | 4 | EA | 50.44
PETE | 5704536 | 10.509.809 | PLATE, BACKING, "Z", 4" X 6 FOOT, TRACK-MOUNT, FOR COAL CONVEYORS SKIRT- BOARD SEALING TO PREVENT COAL SPILLAGE. | 266CA07ACB | 7A COAL CONVEYOR *** SEE EQUIPMENT NOTES PAGE #6 *** * CUTTING & WELDING PERMIT REQUIRED * | 2770172 | SB1FE11 | 8 | EA | 1390.8
PETE | 7005374 | 10.533.946 | SEAL KIT, COUPLING, FOR FALK SIZE 120T20 COUPLING. | 266CA07ACB | 7A COAL CONVEYOR *** SEE EQUIPMENT NOTES PAGE #6 *** * CUTTING & WELDING PERMIT REQUIRED * | K62IT96650 | 1FA7E52 | 1 | EA | 35.75
PETE | 7005372 | 10.528.099 | COUPLING, SHAFT-COMPLETE, W/ GRID & SEALS, 1ST BORE- ROUGH BORE, 2ND BORE- ROUGH BORE, SIZE- 120T20. | 266CA07ACB | 7A COAL CONVEYOR *** SEE EQUIPMENT NOTES PAGE #6 *** * CUTTING & WELDING PERMIT REQUIRED * | 120T20 (9-25) | SB1KE9 | 1 | EA | 1584.51
PETE | 5704969 | 10.521.743 | SHAFT, SNUB PULLEY, 5-15/16" X 80", W/ 2 KEYWAYS JOURNALED 10" ON EACH END TO 4-7/16", FOR PETE "B" SYSTEM COAL CONVEYORS. | 266CB07BCB | 7B COAL CONVEYOR BELT *** SEE EQUIPMENT NOTES PAGE #6 *** * CUTTING & WELDING PERMIT REPUIRED * |  | SB5C1D | 2 | EA | 4101.54
PETE | 5704964 | 10.505.193 | SHAFT, DISCHARGE PULLEY (RECLAIM), USED ON 7B COAL CONVEYOR, PIECE #1, DWG. JK1955CA-171. | 266CB07BCB | 7B COAL CONVEYOR BELT *** SEE EQUIPMENT NOTES PAGE #6 *** * CUTTING & WELDING PERMIT REPUIRED * | N/A | SB5C1B | 1 | EA | 5582
PETE | 5714181 | 10.520.843 | REDUCER, PARALLEL SHAFT SPEED S/N HA74-05530C 1C-42 SIZE HD2300 MODEL 67 RATIO 20.97 SERVICE FACTOR 1.38 AGMA H.P. RATING 163 INPUT RPM-1750 FOR 7-B CONVEYOR. | 266CB07BCB | 7B COAL CONVEYOR BELT *** SEE EQUIPMENT NOTES PAGE #6 *** * CUTTING & WELDING PERMIT REPUIRED * |  | SB5B2 | 1 | EA | 12391.52
PETE | 5704729 | 10.513.822 | BEARING, PILLOW BLOCK, 4-BOLT, 4-7/16" BORE, 15-1/4" BOLT HOLE CENTER, SPHERICAL ROLLER BEARING, SPLIT CAST-IRON HOUSING, 11-5/8" OVERALL HEIGHT. (LINK BELT / DO NOT SUBSTITUTE) | 266CB07BCB | 7B COAL CONVEYOR BELT *** SEE EQUIPMENT NOTES PAGE #6 *** * CUTTING & WELDING PERMIT REPUIRED * | SAF22526 | SB1FD4 | 1 | EA | 2165.72
PETE | 6407480 | 10.531.639 | MOTOR, ELECTRIC-AC, HORSEPOWER- 200, RPM- 1800 FRAME- 447TS, 460 VOLTS, 3 PHASE, 60 HZ, TE EXP. PROOF, CLAS I, GROUP D, CLASS II, GROUP F & G,220A 75C RISE,CODE H,INS CLASS B,SERVICE FACTOR 1.0., RGZZESD. | 266CB07BCM | 7B COAL CONVEYOR MOTOR INCLUDES MOTOR AND CONTROLS. *CUTTING AND WELDING PERMIT REQUIRED* **** SEE EQUIPMENT NOTES PAGE 6 **** | 1MJO4474XE42 | SB1JF8 | 2 | EA | 14460.34
PETE | 5714373 | 10.514.266 | BOARD, CIRCUIT, KIT, MAIN POWER & CPU BOARD ASSEMBLY, FOR SOFT START DRIVE MOTOR CONTROL, TOSHIBA 288A TX010AD SOLID STATE STARTER, USED ON PETE 7B COAL CONVEYOR. | 266CB07BCM | 7B COAL CONVEYOR MOTOR INCLUDES MOTOR AND CONTROLS. *CUTTING AND WELDING PERMIT REQUIRED* **** SEE EQUIPMENT NOTES PAGE 6 **** | 101285 | 2FA6G18 | 1 | EA | 3476
PETE | 7005807 | 10.534.179 | RING, SEAL, FOR FALK 190F COUPLING, USED ON 8A & 8B COAL CONVEYORS. | 266CA08ACB | 8A COAL CONVEYOR BELT *** SEE EQUIPMENT NOTES PAGE #6 *** * CUTTING & WELDING PERMIT REQUIRED * BEFORE ARC WELDING WITHIN 100 FEET OF DETECTOR. | F13ZZ51600 | 1FA7F44 | 2 | EA | 201.92
PETE | 5704369 | 10.528.946 | HOLDBACK, EXTERNAL, CONVEYOR DRIVE, W/ SHAFT RETENTION COLLARS, MARLAND CLUTCH MODEL, FOR PETE 8A COAL CONVEYOR. | 266CA08ACB | 8A COAL CONVEYOR BELT *** SEE EQUIPMENT NOTES PAGE #6 *** * CUTTING & WELDING PERMIT REQUIRED * BEFORE ARC WELDING WITHIN 100 FEET OF DETECTOR. | BC-27MA | SB1DB4 | 1 | EA | 15053.25
PETE | 5704654 | 10.502.830 | SHEAVE, FOR COAL TRIPPER DRIVE CABLES, PATT. #1437 12 P.D., CAST IRON FOR 3/8" WIRE ROPE BORE FOR 1 15/16" I.D. BRONZE BUSHING USED ON COAL TRIPPER TRAVEL MECHANISM, UNIT 1 & 2, ORDER #235594. | 266CA09ACB | 9A COAL CONVEYOR BELT *** SEE EQUIPMENT NOTES PAGE #6 *** * CUTTING & WELDING PERMIT REQUIRED * | 1437 | SB5A2A7 | 2 | EA | 1416
PETE | 5714310 | 10.527.250 | CHAIN, DRIVE, W/ 100 PITCHES, P/N 140-2 C/P C/L & 2 OFFSET LINKS P/N 140-2 O/S C/L, FOR PETE 9A COAL CONVEYOR DRIVE PULLEY.(TO INCLUDE 2 MASTER & 3 HALF LINKS) | 266CA09ACB | 9A COAL CONVEYOR BELT *** SEE EQUIPMENT NOTES PAGE #6 *** * CUTTING & WELDING PERMIT REQUIRED * | 140-2C/PC/L & | SB1BE8 | 1 | EA | 1439.48
PETE | 5714263 | 10.503.512 | BEARING, PILLOW BLOCK, 4-BOLT, SPLIT-HOUSING, FOR PETE DEWATERING GYPSUM STACKOUT CONVEYORS & PETE COAL CONVEYORS. "DO NOT SUBSTITUTE". | 266CA09ACB | 9A COAL CONVEYOR BELT *** SEE EQUIPMENT NOTES PAGE #6 *** * CUTTING & WELDING PERMIT REQUIRED * | PMAD-13 | 4FA56A7 | 2 | EA | 1301.68
PETE | 5704733 | 10.526.141 | BEARING, PILLOW BLOCK, 4-BOLT, 2-15/16" BORE, 10-7/16" BOLT HOLE CENTER, SPHERICAL ROLLER, SPLIT CAST IRON HOUSING, 7-5/16" OVERALL HEIGHT. (LINK BELT / DO NOT SUBSTITUTE) | 266CA09ATC | 9A TRIPPER CART **** SEE EQUIPMENT NOTES PAGE 6 **** *CUTTING AND WELDING PERMIT REQUIRED* | PLB6847FR | SB1FE5 | 4 | EA | 1724.84
PETE | 5704366 | 10.531.560 | MOTOR, 5HP, COMPLETE, 1800 RPM, 215 FRAME, EXPLOSION PROOF, CLASS 2, GROUP F, W/ MOUNTED DISC BRAKE, FOR PETE 9A & 9B TRIPPER DRIVES, PER S&W DWG. #L-182427, S-A JOB #ES-13730. | 266CA09ATR | 9A TRIPPER ROPE HAUL **** SEE EQUIPMENT NOTES PAGE 6 **** *CUTTING AND WELDING PERMIT REQUIRED* |  | SB1EC11 | 1 | EA | 4978.8
PETE | 5704372 | 10.507.019 | BRAKE, ELECTRO-MAGNETIC DIS. STYLE EXG-72A-9, STOCK #1-077-021-EQB, 220/440 V. 60 CYCLE, TORQUE 15 LB. FT., REPLACES BRAKE SER. #B-536445 USED ON TRIPPER ROPE HAUL. QUOTED (4/82) STOCK #1-077-02100-EQB. | 266CA09ATR | 9A TRIPPER ROPE HAUL **** SEE EQUIPMENT NOTES PAGE 6 **** *CUTTING AND WELDING PERMIT REQUIRED* |  | SB1FE5 | 0 | EA | 0
PETE | 5704735 | 10.513.829 | BEARING, PILLOW BLOCK, 4-BOLT, 2-7/16" BORE, 9-1/8" BOLT HOLE CENTER, SPHERICAL ROLLER BEARING, SPLIT CAST IRON HOUSING, 9-3/8" OVERALL HEIGHT, FOR PETE 9B COAL CONVEYOR. (DO NOT SUBSTITUTE) | 266CB09BCB | 9B COAL CONVEYOR BELT *** SEE EQUIPMENT NOTES PAGE #6 *** * CUTTING & WELDING PERMIT REQUIRED * 8 B CONVEYOR TAKE UP WEIGHT IS 9,400# | P-LB6839FR | SB1FE4 | 6 | EA | 1687.5
PETE | 5513586 | 10.525.826 | ARM, ROLLER, SL160, FOR MODELS SL2XC & SL2C SNAPLOCK SWITCHES, USED ON PETE COAL CONVEYOR LIMIT SWITCHES. | 266CB09BCB | 9B COAL CONVEYOR BELT *** SEE EQUIPMENT NOTES PAGE #6 *** * CUTTING & WELDING PERMIT REQUIRED * 8 B CONVEYOR TAKE UP WEIGHT IS 9,400# | EL010-62401 | 1FA13D21 | 3 | EA | 148.5
PETE | 5714231 | 10.508.940 | INTERDRIVE,PARALLEL SHAFT SPEED, FOR 9B CONVEYOR, LINK BELT MODEL HS-800-65, RATIO 6.20, SERVICE FACTOR 1.0, AGMA H.P. RATING 100, INPUT RPM-1750. | 266CB09BCB | 9B COAL CONVEYOR BELT *** SEE EQUIPMENT NOTES PAGE #6 *** * CUTTING & WELDING PERMIT REQUIRED * 8 B CONVEYOR TAKE UP WEIGHT IS 9,400# |  | SB1AD4 | 1 | EA | 3617.73
PETE | 6407484 | 10.519.290 | MOTOR, ELECTRIC-AC, HORSEPOWER- 100, RPM- FRAME- 405TS, 460V, 3 PH.,S.F. 1.0 CLASS 1, GROUP D, CLASS II, GROUPS F & G, 1775 RPM, TYPE CE4B, WIRING BOX ON LEFT SIDE OF MTR, STANDING BEHIND FAN END | 266CB09BCM | 9B COAL CONVEYOR MOTOR INCLUDES MOTOR AND CONTROLS. *CUTTING AND WELDING PERMIT REQUIRED* **** SEE EQUIPMENT NOTES PAGE 6 **** |  |  | 0 | EA | 0
PETE | 5711697 | 10.503.410 | BUSHING, TAPERLOCK, BORE- 3.4375, KEYWAY- 7/8X1/4 | 266CB09B00 | 9B COAL CONVEYOR PARENT *** SEE EQUIPMENT NOTES PAGE #6 *** * CUTTING & WELDING PERMIT REQUIRED * | B83HB73530 | 1FA3C33 | 3 | EA | 65.4
PETE | 5610186 | 10.530.810 | BIN-DICATOR, MODEL #A, S/N Y33220, EQUIPPED WITH GENERAL PURPOSE MICRO SWITCH & (MEDIUM) NEOPRENE DIAPHRAGM & 6 OUNCE VERTICAL COUNTER WEIGHTS, FOR B&B CONTROLS #1 PRECIPITATOR HOPPER HIGH LEVEL ALARMS. | 266CB09BTC | 9B TRIPPER CART **** SEE EQUIPMENT NOTES PAGE 6 **** *CUTTING AND WELDING PERMIT REQUIRED* | LAA10NMCV | 4FA50A5 | 2 | EA | 866
PETE | 7001336 | 10.513.380 | BEARING,BALL,DOUBLE ROW,RADIAL,MEDIUM SERIES, 35 MM BORE,WITH SNAP RING | 266CA07AA1 | A-1 SOUTH RECLAIM FEEDER AND MOTOR LOCATED IN 7A RECLAIM TUNNEL **** SEE EQUIPMENT NOTES PAGE 6 **** *CUTTING AND WELDING PERMIT REQUIRED* | F07AX26720 | 1FA7F57 | 1 | EA | 35.62
PETE | 7001175 | 10.500.300 | BEARING, BALL, SINGLE ROW, RADIAL, MEDIUM SERIES, 35 MM BORE, W/ SNAP RING. | 266CA07AA1 | A-1 SOUTH RECLAIM FEEDER AND MOTOR LOCATED IN 7A RECLAIM TUNNEL **** SEE EQUIPMENT NOTES PAGE 6 **** *CUTTING AND WELDING PERMIT REQUIRED* | 6307NRJEM | 1FA7E55 | 3 | EA | 78.33
PETE | 7001176 | 10.525.685 | BEARING,BALL,SINGLE ROW,RADIAL,MEDIUM SERIES, 25 MM BORE,WITH SNAP RING | 266CA07AA1 | A-1 SOUTH RECLAIM FEEDER AND MOTOR LOCATED IN 7A RECLAIM TUNNEL **** SEE EQUIPMENT NOTES PAGE 6 **** *CUTTING AND WELDING PERMIT REQUIRED* | F07BH67932 | 1FA7E55 | 1 | EA | 8.79
PETE | 7001177 | 10.525.681 | BEARING,BALL,SINGLE ROW,RADIAL,MEDIUM SERIES, 17 MM BORE,WITH SNAP RING | 266CA07AA1 | A-1 SOUTH RECLAIM FEEDER AND MOTOR LOCATED IN 7A RECLAIM TUNNEL **** SEE EQUIPMENT NOTES PAGE 6 **** *CUTTING AND WELDING PERMIT REQUIRED* | M82BH66430 | 1FA7F60 | 3 | EA | 23.31
PETE | 5002060 | 10.502.084 | MOTOR, DOUBLE SHAFTED, AIR COOLED, EXPLOSION PROOF, TYPE 36, FOR PETE WET DUST EXTRACTOR SYSTEMS. | 266MBBDC01 | #1 COAL BUNKER DUST COLLECTOR, UNITS 1 & 2 BENETECH WET DUST EXTRACTION SYSTEM, BENETECH PROJECT #55511EN01 | 36-200DSXP |  | 0 | EA | 0
PETE | 5002061 | 10.521.390 | SEAL, WET DUST EXTRACTOR FAN SHAFT, TYPE 36, USED ON PETE WET DUST EXTRACTOR SYSTEM. | 266MBBDC01 | #1 COAL BUNKER DUST COLLECTOR, UNITS 1 & 2 BENETECH WET DUST EXTRACTION SYSTEM, BENETECH PROJECT #55511EN01 | 36-0805 | 2FA11A1 | 1 | EA | 89.78
PETE | 5002063 | 10.509.296 | IMPELLER, FIRST STAGE, WET DUST EXTRACTOR , TYPE 36, USED ON PETE WET DUST EXTRACTOR SYSTEM. | 266MBBDC01 | #1 COAL BUNKER DUST COLLECTOR, UNITS 1 & 2 BENETECH WET DUST EXTRACTION SYSTEM, BENETECH PROJECT #55511EN01 | 36-0802 | SB1GB10 | 1 | EA | 14113.07
PETE | 5002064 | 10.530.809 | IMPELLER, SECOND STAGE, WET DUST EXTRACTOR , TYPE 36, USED ON PETE WET DUST EXTRACTOR SYSTEM. | 266MBBDC01 | #1 COAL BUNKER DUST COLLECTOR, UNITS 1 & 2 BENETECH WET DUST EXTRACTION SYSTEM, BENETECH PROJECT #55511EN01 | 36-0803 | SB1GC10 | 1 | EA | 14113.07
PETE | 5002065 | 10.504.189 | IMPELLER GUARD (FOR KEEPING LARGE ITEMS OUT OF IMPELLER), TYPE 36, USED ON PETE WET DUST EXTRACTOR SYSTEM. | 266MBBDC01 | #1 COAL BUNKER DUST COLLECTOR, UNITS 1 & 2 BENETECH WET DUST EXTRACTION SYSTEM, BENETECH PROJECT #55511EN01 | 36-0818 | SB1GA10 | 1 | EA | 608.39
PETE | 5002066 | 10.518.004 | FAN SHAFT SEAL HOUSING (SEAL PLATE), TYPE 36, USED ON PETE WET DUST EXTRACTOR SYSTEM. | 266MBBDC01 | #1 COAL BUNKER DUST COLLECTOR, UNITS 1 & 2 BENETECH WET DUST EXTRACTION SYSTEM, BENETECH PROJECT #55511EN01 | 36-0804 | 2FA11A2 | 1 | EA | 367.65
PETE | 5002067 | 10.519.496 | WET DUST EXTRACTOR SPRAY NOZZLE, USED ON PETE WET DUST EXTRACTOR SYSTEM. | 266MBBDC01 | #1 COAL BUNKER DUST COLLECTOR, UNITS 1 & 2 BENETECH WET DUST EXTRACTION SYSTEM, BENETECH PROJECT #55511EN01 | 200-0681 | 2FA11E9 | 36 | EA | 3204.12
PETE | 5002068 | 10.511.787 | VALVE, PRESSURE REDUCING, 3/4", NPT, 300 PSI MAX, BRONZE BODY WITH SS SCREEN, 75 TO 125 PSI SPRING RANGE, USED ON PETE WET DUST EXTRACTOR SYSTEM. | 266MBBDC01 | #1 COAL BUNKER DUST COLLECTOR, UNITS 1 & 2 BENETECH WET DUST EXTRACTION SYSTEM, BENETECH PROJECT #55511EN01 | SP-W25AUB-HP-3/4 | 2FA11D6 | 1 | EA | 185.5
PETE | 5002069 | 10.536.561 | VALVE, PRESSURE REDUCING, 3/4", NPT, 300 PSI MAX, BRONZE BODY WITH SS SCREEN, 10 TO 35 PSI SPRING RANGE, USED ON PETE WET DUST EXTRACTOR SYSTEM. | 266MBBDC01 | #1 COAL BUNKER DUST COLLECTOR, UNITS 1 & 2 BENETECH WET DUST EXTRACTION SYSTEM, BENETECH PROJECT #55511EN01 | SP-W25AUB-LP-3/4 | 2FA11D5 | 1 | EA | 140.23
PETE | 5002072 | 10.531.774 | PREFILTER BOX SPRAY NOZZLE, 1/4" MNPT, BRASS, 0.50 GPM @40 PSI, USED ON PETE WET DUST EXTRACTOR SYSTEM. | 266MBBDC01 | #1 COAL BUNKER DUST COLLECTOR, UNITS 1 & 2 BENETECH WET DUST EXTRACTION SYSTEM, BENETECH PROJECT #55511EN01 | H1/4VV11005 | 2FA11E9 | 10 | EA | 194.68
PETE | 5002075 | 10.503.379 | INDICATING LIGHT REPLACEMENT BULB, USED ON PETE WET DUST EXTRACTOR SYSTEM. | 266MBBDC01 | #1 COAL BUNKER DUST COLLECTOR, UNITS 1 & 2 BENETECH WET DUST EXTRACTION SYSTEM, BENETECH PROJECT #55511EN01 | 800T-N65 | 1FA5F14 | 5 | EA | 25.95
PETE | 5714357 | 10.529.177 | EXCITER, FEEDER, ROTARY, GROUP, FOR FMC SYNTRON MODEL MF-400-D ELECTROMECHANICAL VIBRATORY COAL FEEDERS, USED ON PETE "A" & "B" SYSTEM COAL CONVEYORS. | 266CB07B01 | #1 SYNTRON FEEDER ON 7B CONVEYOR **** SEE EQUIPMENT NOTES PAGE 6 **** *CUTTING AND WELDING PERMIT REQUIRED* | 212173-B | SB1HF8 | 1 | EA | 7452.43
PETE | 5714358 | 10.511.022 | SPRING, RUBBER DRIVE, "SINGLE", FOR FMC SYNTRON MODEL MF-400-D ELECTROMECHANICAL VIBRATORY COAL FEEDERS, USED ON PETE "A" & "B" SYSTEM COAL CONVEYORS. | 266CB07B01 | #1 SYNTRON FEEDER ON 7B CONVEYOR **** SEE EQUIPMENT NOTES PAGE 6 **** *CUTTING AND WELDING PERMIT REQUIRED* | 147943-A01 | 2FA11G11 | 2 | EA | 1901.08
PETE | 5714359 | 10.522.372 | SPRINGS, RUBBER DRIVE, "DOUBLE", FOR FMC SYNTRON MODEL MF-400-D ELECTROMECHANICAL VIBRATORY COAL FEEDERS, USED ON PETE "A" & "B" SYSTEM COAL CONVEYORS. | 266CB07B01 | #1 SYNTRON FEEDER ON 7B CONVEYOR **** SEE EQUIPMENT NOTES PAGE 6 **** *CUTTING AND WELDING PERMIT REQUIRED* | 202041-A01 | 2FA11G10 | 2 | EA | 3802.38
PETE | 5714360 | 10.522.652 | SPRING HARDWARE KIT, FOR FMC SYNTRON MODEL MF-400-D ELECTROMECHANICAL VIBRATORY COAL FEEDERS, USED ON PETE "A" & "B" SYSTEM COAL CONVEYORS. | 266CB07B01 | #1 SYNTRON FEEDER ON 7B CONVEYOR **** SEE EQUIPMENT NOTES PAGE 6 **** *CUTTING AND WELDING PERMIT REQUIRED* | DSH-MF400 | 2FA11G12 | 1 | EA | 84.67
PETE | 5706563 | 10.509.264 | IDLER, TROUGHING, FOR 24" BELT, USED ON PETE GYPSUM DEWATERING UNLOADING & STOCKOUT CONVEYOR SYSTEMS. |  |  | 69AHC630-24 | SB3D1C4 | 2 | EA | 300
PETE | 5706567 | 10.530.745 | IDLER, TROUGHING, FOR 30" BELT, USED ON PETE GYPSUM DEWATERING UNLOADING & STOCKOUT CONVEYOR SYSTEMS. |  |  | 69AHC630-30 | SB3D1C4 | 2 | EA | 312
PETE | 5706569 | 10.518.622 | ISOLATOR, VIBRATION, W/ SLEEVES & CLAMPS, BIN BOTTOM, FOR PETE GYPSUM DEWATERING UNLOADING & STOCKOUT CONVEYOR SYSTEMS. |  |  | 13663-8 (actually Vibra Screw) | 2FA14D12 | 2 | EA | 1360
PETE | 5714322 | 10.520.842 | REDUCER, GEAR, ASSEMBLY INCLUDES - 1 EA. SUMITOMO SHAFT MOUNT REDUCER 53:1 RATIO, 1 EA. FALK HS COUPLING & 1 EA. OUTPUT SHAFT, FOR 2A & 2B CONVEYORS. |  |  |  | SB1DD8 | 1 | EA | 5149
PETE | 7005384 | 10.505.473 | KIT, SEAL, COUPLING, FOR FALK 1130T10C METALLIC COUPLING, USED ON PETE "A" & "B" SYSTEMS COAL CRUSHERS. |  |  | 1130T10 SEAL KIT | 1FA7G24 | 2 | EA | 67.46
PETE | 5706560 | 10.500.311 | BLADE, V-PLOW, FOR 24" BELT, USED ON PETE GYPSUM DEWATERING UNLOADING & STOCKOUT CONVEYOR SYSTEMS. |  |  | 31134-24R | SB3C1B5 | 1 | EA | 235
PETE | 5706561 | 10.507.106 | BLADE, SCRAPER, PRIMARY, FOR 24" BELT, USED ON PETE GYPSUM DEWATERING UNLOADING & STOCKOUT CONVEYOR SYSTEMS. |  |  | 35381-241118 | SB3C1B5 | 1 | EA | 320
PETE | 5706564 | 10.526.044 | BLADE, PLOW, DIAGONAL, FOR 30" BELT, USED ON PETE GYPSUM DEWATERING UNLOADING & STOCKOUT CONVEYOR SYSTEMS. |  |  | 25403-30 | SB3C1B5 | 1 | EA | 378
PETE | 5706565 | 10.526.052 | BLADE, SCRAPER, PRIMARY, FOR 30" BELT, USED ON PETE GYPSUM DEWATERING UNLOADING & STOCKOUT CONVEYOR SYSTEMS. |  |  | 35381-301118 | SB3C1B5 | 1 | EA | 419
PETE | 5706568 | 10.513.817 | BEARING, PILLOW BLOCK, FOR DRUM PULLEY SHAFT, USED ON PETE GYPSUM DEWATERING UNLOADING & STOCKOUT CONVEYOR SYSTEMS. |  |  | FSAF-22517-P4B | SB3C1A4 | 4 | EA | 1632
PETE | 6406805 | 10.501.765 | BASE, TRANSITION, 6.30", HR STEEL, FOR SIEMENS 400 HP 10P 4KV MOTOR, FOR "B" SYSTEM COAL CRUSHER (USED EXCLUSIVELY WITH STOCK CODE #6407454). |  |  |  | SB3L1C3 | 1 | EA | 12500
PETE | 5721670 | 10.511.187 | SWITCH, PROXIMITY, COV-2041 BOTTOM ASH HOPPER DISC LINE, 12" 150 W KNIFE GATE |  |  | 74-13568-B3 | 2FA22C7 | 2 | EA | 536.96
PETE | 5004264 | 10.535.550 | SWITCH, ZERO SPEED, W/ SPEED INCREASER, FOR PETE SCRUBBER LIMESTONE CONVEYOR SYSTEMS. |  |  | 00711088 / 2210-142CC4S | 2FA19J8 | 1 | EA | 4529.86
PETE | 5501235 | 10.508.038 | ELEMENT, HEATING, 480V, FOR PETE COAL HANDLING THAW SHED. |  |  | HE 100480 C | SB1NE5 | 10 | EA | 6010
PETE | 5706562 | 10.509.261 | IDLER, RETURN, FOR 24" BELT, USED ON PETE GYPSUM DEWATERING UNLOADING & STOCKOUT CONVEYOR SYSTEMS. |  |  | C6-RETI-24 | SB3E2E4 | 2 | EA | 219.62
PETE | 5701949 | 10.500.929 | PIN, ROLL, MARK #79-077-375-3000, DWG. #2178-H236, P/N 100605, FOR 10" ASHFLO SEGREGATING VALVE ON ASH HANDLING SYSTEM UNIT #2, A.S.H. CONTR. #A-60901. |  |  | 100605 | 1FA9E6 | 22 | EA | 39.6
PETE | 5711627 | 10.528.248 | CYLINDER, VALVE, W/ FRAME, FOR FIG. 826, 8" DEZURIK KNIFEGATE VALVE, S/N 9260838, USED ON PETE #1 BOTTOM ASH SYSTEM. |  |  | 904300 | 4FA54B2 | 1 | EA | 3126
PETE | 5413382 | 10.535.066 | SWITCH, CELL, CB CRADLE POSITION, FOR SQUARE D MASTER-PAC BREAKERS, USED ON PETE COAL HANDLING & PETE #1 480V SWITCHGEARS. |  |  | S33170 | 2FA24G23 | 10 | EA | 932.7
PETE | 7001255 | 10.503.537 | BEARING, FEEDER, FOR DYNAMIC DRIVE, USED |  |  | 6205ZJEM | 1FA7F60 | 1 | EA | 10.62
PETE | 3914249 | 10.499.925 | ASSEMBLY, SPOOL-POPPET STEM, FOR SERIES SS2 120 37 AR SOLENOID VALVE, USEDON NO. 1 AND 2 ASH SYSTEM. |  |  |  | 1FA7E2 | 3 | EA | 27.9
PETE | 6621114 | 10.500.724 | BUSHING, LOWER, FOR THROTTLE VALVE SERVOMOTOR PISTON ROD, WESTINGHOUSE ELECTRIC CO,S/N 13A2802-1 AREA PETE 1, MANUFACTURER PART NO = 391A379001. |  |  |  | 2FA3D10 | 3 | EA | 37.98
PETE | 5004137 | 10.500.917 | HOUSING, RADICAL BEARING, FOR LAWRENCE PUMPS, TYPE THICKENER AREA SUMP, MANUFACTURER PART NO = B19249-A-271 S/N 71512-1 & 2 |  |  | B19249-A-271 | 4FA52B5 | 1 | EA | 876
PETE | 5301032 | 10.501.555 | BRACKET, SNAP ACTION ROLLER, FOR CONTRL ASSY FOR DIAMOND POWER SPECIALTY, MODEL IK SOOT BLOWER MANUFACTURER PART NO = 306127-1023 |  |  | 306127-1023 | 1FA8F9 | 2 | EA | 148.32
PETE | 5601198 | 10.502.309 | RESISTOR, BANK, STANDARD DUTY, FOR COMBUSTION CONTROL REVERSING MOTOR STARTER, PAYNE, MODEL 11R-2-5HP, UNIT PETE 1 |  |  |  | 2FA17C40 | 2 | EA | 480
PETE | 5413354 | 10.503.380 | BUMPER, A-C #18-657-822-286, ITEM #137, BOOK 18X5166-01 PAGE #9 FOR ALLIS-CHALMERS 4160 SWITCHGEAR USED ON PETE #2, 3, AND COAL HANDLING. |  |  | 18-657-822-286 | 2FA24G24 | 2 | EA | 15.12
PETE | 5721108 | 10.504.167 | MOTOR, GEAR, FOR SEQUENCE TIMER ON BOTTOM ASH SYS UNITED CONVEYOR CORP, MODEL 2350427, TYPE TIMER MANUFACTURER PART NO = 353307-3, 115 VAC, 1/6 RPM, CRAMER # P26JAAB0. |  |  | 353307-3 | 1FA6F49 | 1 | EA | 59
PETE | 5711612 | 10.504.551 | GEAR, PINION, FOR GARDNER-DENVER, MODEL 7CDL11H INTERDRIVE, USED AS PRECIP FLY ASH BLOWER MANUFACTURER PART NO. 8503302, S/N 21412. |  |  |  | 1FA3E39 | 1 | EA | 136.01
PETE | 5701924 | 10.505.487 | SEAL, END CAP TO BODY, PT #75025, ITEM #23 FOR A HANNIFIN AIR CONTROL VALVE SERIES GG-200-25- M5A ER, 4 WAY, 1/4" NPTF PIPE USED ON ASH HANDLINGSEGREGATING GATES ON #2 UNIT A.S.H. CONTR #A-609D1 |  |  |  | 1FA7F2 | 17 | EA | 23.46
PETE | 6621050 | 10.506.748 | BOARD, EHC CONTROL VALVE 3 FOR TURBINE GENERAL ELECTRIC COMPANY, UNIT PETE2 MANUFACTURER PART NO = 0948D807G0009 SER NO = 170X350. |  |  |  | 2FA2C29 | 1 | EA | 215.14
PETE | 5003058 | 10.506.759 | BOARD, MODULE, FOR FLYASH DAY TANK LEVEL DETECTOR ENDRESS & HAUSER INC, MODEL LSC1132 MANUFACTURER PART NO = MBA003-0000 |  |  | MBA003-0000 | 2FA15E31 | 2 | EA | 471.56
PETE | 5505281 | 10.508.065 | CONVERTER, PCBA, MICRO-MASTER PT #009603, USED ON PETE COAL CONVEYOR WEIGHSCALES. |  |  |  | 2FA1F21 | 1 | EA | 1383
PETE | 5711096 | 10.508.628 | GEAR, HIGH SPEED, FOR FMC-LINK BELT SIZE 5CDBF-55 INTERDRIVE, USED ON CLINKER GRINDER, UNITS 1 & 2 MANUFACTURER PART NO. , S/N E9-14450-B |  |  |  | 1FA7D19 | 1 | EA | 181.38
PETE | 5711094 | 10.508.629 | GEAR, LOW SPEED, FOR FMC-LINK BELT SIZE 5CDBF-55 INTERDRIVE, USED ON CLINKER GRINDER, UNITS 1 & 2 MANUFACTURER PART NO. , S/N E9-14450-B |  |  |  | 1FA7C20 | 1 | EA | 161
PETE | 5607439 | 10.509.019 | LAMP, IND MASTER SPEC CAT #2010A ROTO TELLITE SERIES 1100 P/N 1102 F.F. #B-13222-C-71C3, FOR #2 MAIN CONTROL BOARD. |  |  |  | 2FA16F56 | 1 | EA | 53.32
PETE | 5607446 | 10.509.307 | INDICATOR, HOT AIR GATE, MASTER SPEC. #10EA2C4F2J3L(WRG)N12R1V60 HOT AIR GATE/AUTO/CLOSE. USED ON #2 MAIN CONTROL BOARD. |  |  | ************************* | 2FA16F59 | 1 | EA | 215.35
PETE | 5301324 | 10.510.750 | SHAFT, SHOULDER, FOR FRONT TROLLEY BRACKET ON DIAMOND PWR SPEC, MODEL IK SOOTBLOWER, UNIT HTP1-6 MANUFACTURER PART NO = 305368-0116 |  |  | 53A004350F | 2FA16F2 | 5 | EA | 374.9
PETE | 5721219 | 10.511.029 | SPROCKET, FOR SILO FLYASH BLOWER MOTOR DRIVE, MORSE BORE 1 1/2" #W31081 80B10 3/8" KEYWAY. |  |  | W31081 80 B10 | 4FA5G20 | 2 | EA | 48
PETE | 5302219 | 10.511.352 | THERMOCOUPLE, TP-20, FOR DIAMOND POWER SPECIALTY, MODEL IK-300 MIN-LUBE BLOWER, UNIT PETE 1, MANUFACTURER PART NO = 309545-3027 |  |  | 309545-3027 | 1FA8H4 | 1 | EA | 536.02
PETE | 6001554 | 10.514.277 | BOARD, COMPUTER, DIGITAL I/O, GORDOS MODEL IDC5N FOR COMPUTER CABINETS |  |  | IDS5N | 2FA24E25 | 29 | EA | 312.91
PETE | 5601822 | 10.515.179 | COIL, PT.# D71221-32, 208-220/440 FOR FURNAS MAGNETIC CONTROLLER 42FB35ACD8-208-220/440 COIL ON THAW SHED HEATERS AND #1 PRECIP. RAPPERS. |  |  |  | 2FA8A31 | 6 | EA | 188.28
PETE | 5701838 | 10.516.700 | ELL, PIPING, 6" X 90 DEG., NI-HARD, FOR PETE #1 & #2 TOP ASH SYSTEMS, A-S-H CONTRACT #CA2345. |  |  | NH-1092-A | SB1RC6 | 2 | EA | 335.88
PETE | 5711042 | 10.519.344 | O-RING, STEM, P120900032, PG. 48 CAT.# 0615, FILE A74.3, FOR PARKER HANNIFIN AIR CONTROL VALVE-MODEL CCC1-3710M4A, USED AS TOP ASH SEGREGATINGVALVES, UNITS #1 & 2. |  |  |  | 1FA7C2 | 28 | EA | 274.4
PETE | 5701782 | 10.520.541 | RELAY, MARK NO. CR120A04202AA FOR RELAY PANEL, DWG. NOS 2345-3, 20, 51 & 56, ASH CONTRACT NO. CA2345, UNIT #1 ASH HANDLING SYSTEM. |  |  |  | 1FA7E16 | 2 | EA | 109.72
PETE | 5505282 | 10.520.565 | RELAY, SOL. ST., 240 VAC, 2.5 AMPS, MICRO-MASTER PT #011729, USED ON PETE COAL CONVEYOR WEIGH SCALES. |  |  |  | 2FA1F21 | 1 | EA | 70
PETE | 5711594 | 10.521.921 | SHIM, HOUSING ITEM 20 PT #8501175 FOR GARDNER-DENVER CYCLO BLOWER MODEL 7CDLITH S/N 21412 SPEC 5270 USED AS FLY ASH BIN DIFFUSER BLOWER. |  |  | 8501175 | SB5A1A6 | 2 | EA | 46.6
PETE | 5711154 | 10.522.485 | SLEEVE, SPEEDI FOR ASH HOPPER CLINKER GRINDER DRIVE UNIT #99212 NOM. RANGE2 1/8" #1 & 2 UNITS. |  |  | C33RM23400 | 1FA7F47 | 6 | EA | 50.52
PETE | 5009074 | 10.525.935 | BELTS, V-DRIVE 3V X 800 GRIP NOTCH (MATCHED SET OF 2 EA.) FOR WARMAN PUMPS MODEL 032CAH RRAJ5310 USED ON FILTER FEED PUMPS 121-1 & 2 FOR PETE UNIT# 1 SCRUBBER. |  |  | 3VX800 | SB3M2WALL | 1 | EA | 15.61
PETE | 5505280 | 10.527.935 | CONTROLLER, PCBA, MICRO-MASTER PT #009618, USED ON PETE COAL CONVEYOR WEIGH SCALES. |  |  |  | 2FA1F20 | 1 | EA | 707
PETE | 7005282 | 10.528.134 | COVER, COUPLING, FALK 200 F FOR "A" SYSTEM COAL CONVEYOR COUPLINGS. |  |  |  | SB5A2A10 | 1 | EA | 662.13
PETE | 5711045 | 10.529.299 | GASKET, BODY TO BASE, FOR PARKER HANNIFIN AIR CONTROL VALVE MODEL CCC1-3710M4A, CAT. 0715, FILE A74.3, USED AS TOP ASH SEGRAGATING VALVES, UNITS 1 & 2. |  |  |  | 1FA7F5 | 4 | EA | 1.4
PETE | 5711851 | 10.530.994 | KIT, CYLINDER SEAL, FOR ASH DISCHARGE VALVE 8" -#860 WE LCGC8, #1 UNIT ASH HOPPER. |  |  |  | 1FA7A4 | 1 | EA | 65
PETE | 5711602 | 10.534.032 | SEAL, OIL ITEM #28 PT #8500062 FOR GARDNER- DENVER CYCLO BLOWER MODEL 7CDL11H S.N 21412 SPEC 5270, USED AS FLY ASH BIN DIFFUSER BLOWER. |  |  |  | 1FA3F45 | 4 | EA | 41.28
PETE | 5613399 | 10.500.546 | SCREW, SLIDER, PINION, FOR MOORE PRODUCTS CO., AREA PETE 1 LCV3 VALVE POSITIONER MANUFACTURER PART NO = 118-100 |  |  | 118-100 | 1FA2F65 | 2 | EA | 8.24
PETE | 7005327 | 10.502.179 | FELT, SEAL, BALL BEARING REF. #80, P/N 309024 FOR DODGE FLEXIDYNE COUPLING#9-C ON RECLAIM FEEDER DRIVE. |  |  |  | 1FA7F33 | 2 | EA | 5.12
PETE | 5603117 | 10.504.298 | FILTER, P/N 8645-006-840, FOR FILTER REGULATOR #77-4 FROM PL-5015, UNIT #2. P/N 8645-006-840 |  |  |  | 1FA2D47 | 11 | EA | 35.2
PETE | 5604851 | 10.506.856 | BEAM, #59, PT #1K873825072, USED ON 2502 SERIES LEVEL-TROL CONTROLLERS FORFEEDWATER HEATER LEVEL ON UNIT #1. |  |  | IK873825072 | 2FA3E5 | 4 | EA | 27.72
PETE | 5613403 | 10.508.278 | DIAPHRAGM, VALVE, ASSEMBLY, RELAY NOZZLE, FOR FISHER FEEDWATER HEATER DRAIN VALVES, PETE 1. MANUFACTURED PART NO. = 28A2166X012 |  |  | 28A2166X012 | 2FA5F45 | 2 | EA | 24.42
PETE | 6001596 | 10.515.453 | CLEANER ASSY, ORIFICE, USED ON TC-3 FOR UNIT # #2-B.S.B. TEMP CONTROLLER WKM P/N 383250 |  |  | 383250 | 2FA24E27 | 2 | EA | 104.96
PETE | 5613402 | 10.516.485 | DIAPHRAGM, VALVE, ASSEMBLY, RELAY SUPPLY, FOR FISHER FEEDWATER HEATER DRAIN VALVES, PETE 1. MANUFACTURER PART NO. = 28A2165X012 |  |  | 28A2165X012 | 2FA5F45 | 2 | EA | 24.42
PETE | 5607443 | 10.518.367 | LAMP, IND MASTER SPEC CAT #2010A ROTO-TELLITE SERIES 1100 P/N 1103 F.F. #13222-C-71A4 FOR #2 MAIN CONTROL BOARD. |  |  |  | 2FA16F58 | 1 | EA | 76.14
PETE | 5605148 | 10.521.076 | RELAY, TIME DELAY, 8 MIN DELAY, EAGLE SIGNAL TYPE CG917A3, USED ON "A" SYSTEM COAL SAMPLER. |  |  | CG917A3 | 1FA11F10 | 1 | EA | 66.63
PETE | 5701792 | 10.523.161 | TIMER, MARK #HP704A6 FOR RELAY PANEL, DWG. NOS. 2345-3, 20, 51 & 56, ASH CONTRACT #CA2345, CONTROLS ON #1 ASH HANDLING SYSTEM. |  |  | HP704A6 | 1FA7B9 | 2 | EA | 640.32
PETE | 6407449 | 10.527.949 | COILS, (120) STATOR FOR WESTINGHOUSE, 450 HP, 4160V, 870 RPM PULVERIZER MOTORS, INSULATION CLASS F. |  |  |  | SB1DF2 | 1 | ST | 4560
PETE | 6407472 | 10.529.479 | GASKET, STYLE #174A016H02, FOR BOILER FEED PUMP MOTORS, UNIT #1. |  |  | 174A016H02 | 2FA4H9 | 8 | EA | 409.04
PETE | 5607447 | 10.530.812 | INDICATOR, COAL FEEDER, 2-1, 2-2, 2-3, 2-4, 2-5, MASTER SPEC. #10EA2C4J3L(WGR)N17R1V67 FEEDER, AUTO TRIP/FEEDER, OFF/FEEDER, ON. USED ON#2 MAIN CONTROL BOARD. |  |  |  | 2FA16F60 | 2 | EA | 84.02
PETE | 3910057 | 10.534.915 | SWITCH ASSY., AUXILIARY, PT #107023A3AB3, FOR HYDRAMOTOR OIL VALVE #H24Z1754 USED ON #2 BOILER, C.E. CONTRACT #22265, PETE. GEN. STAT. |  |  | 107023A3AB3 | 1FA16C7 | 1 | EA | 540
PETE | 5505152 | 10.502.282 | RELAY, P/N FS-510900-518, 500 OHM, MFG. NO. 30A- 178-B1, USED ON VEEDER-ROOT COAL COUNTER. |  |  |  | 1FA11E1 | 2 | EA | 42
PETE | 6001322 | 10.504.881 | MOTOR, PRINT 40, FOR RIVER TEMPERATURE RECORDER INSTRUMENT SALES & SERVICEMANUFACTURER PART NO = 50858. |  |  |  | 2FA17F10 | 1 | EA | 170.47
PETE | 6407305 | 10.507.238 | CAP, BEARING, REAR - 42A688H01 FOR WESTINGHOUSE MOTOR, FRAME 684-S, TYPE CSP, 200 HP, 1788RPM, 3 PHASE, 60 CYC., 4160 V, SO# 19B6641 FOR 8A CONVEYOR DRIVE MOTOR |  |  |  | 2FA6E24 | 2 | EA | 18.48
PETE | 5501216 | 10.510.448 | RECTIFIER, SILICON, P/N 74019-A FOR TRACK HOPPER SYNTRON COAL FEEDERS WITHF-86-B BASE AND SUSPENSION AND DTC-6 CONTROL ASSEMBLY. |  |  |  | 2FA1B12 | 1 | EA | 82.64
PETE | 6106620 | 10.513.496 | ARM, PEN, UNIVERSAL # 80-36-1930-04, SER.# 1913219C MODEL # 5410-E, USED ON #2 ASH SYSTEM VACUUM RECORDER. |  |  |  | 2FA17C29 | 5 | EA | 69.75
PETE | 5501223 | 10.515.116 | COIL SPRING SUSPENSION, REAR P/N 31523 FOR TRACK HOPPER SYNTROL COAL FEEDERS WITH F-86-B BASE AND SUSPENSION AND DTC-6 CONTROL ASSEMBLY. |  |  |  | 2FA1B10 | 2 | EA | 22.14
PETE | 5501222 | 10.515.159 | COIL, MAGNET P/N 80T6 FOR TRACK HOPPER SYNTRON COAL FEEDERS WITH F-86-B BASE AND SUSPENSION AND DTC-6 CONTROL ASSEMBLY. |  |  |  | 2FA1G9 | 3 | EA | 897.78
PETE | 5206620 | 10.516.563 | FILTER PT #05-213-059 |  |  |  | 1FA4E15 | 4 | EA | 4.48
PETE | 5711613 | 10.517.580 | GEAR, FOR GARDNER-DENVER MODEL 7CDL11H INTERDRIVE, USED AS FLY ASH BIN DIFFUSER BLOWER MANUFACTURER PART NO. 8503303, S/N 21412. |  |  |  | 1FA3G19 | 1 | EA | 271.91
PETE | 5003800 | 10.518.471 | IMPELLER, 316 STAINLESS STEEL, 6IN., FOR WORTHINGTON PUMP, MODEL D1011, TYPE 3 X 2 X 8, FRAME 3, MANUFACTURER PART NO = 959379 |  |  | 959379 | 2FA14G27 | 1 | EA | 339.96
PETE | 6001320 | 10.519.278 | MOTOR, BAL SERVO, FOR RIVER TEMPERATURE RECORDER INSTRUMENT SALES & SERVICE MANUFACTURER PART NO = 51114. |  |  |  | 2FA17F9 | 1 | EA | 135.37
PETE | 6001321 | 10.519.283 | MOTOR, CHART DRIVE, FOR RIVER TEMPERATURE RECORDER INSTRUMENT SALES & SERVICE MANUFACTURER PART NO = RK50680-1. |  |  |  | 2FA17F9 | 1 | EA | 160.44
PETE | 5701935 | 10.521.369 | SEAL, PISTON, PT #18 DWG. #A-10564 FOR A C4 PNEUMATIC ON-OFF ACTUATOR MOUNTED ON AN 8" KNIFE GATE VALVE(DEZURIK), USED ON ASH HOPPER VENT UNIT #2, A.S.H. CONTR. #A-60901. |  |  |  | 1FA7F19 | 2 | EA | 6.42
PETE | 5003799 | 10.521.749 | SHAFT, W/NUT, FOR SCRUBBER SEAL WATER PUMP WORTHINGTON PUMP, MODEL D1011, SIZE 3 X 2 X 8 MANUFACTURER PART NO = 959689-05 |  |  | 959689-05 | 2FA14G26 | 1 | EA | 228.19
PETE | 5513670 | 10.522.065 | SECTORS, TRIANGULAR CRUSHING, (8 PER SET) MAN- GANESE STEEL, S-A PATTERN #19050, FOR A DOUPLE ROTOR, RING TYPE KNITTEL CRUSHER S-A 13 1/2 X 13, ORDER #13730. |  |  |  | 2FA1A2 | 2 | ST | 868.36
PETE | 6002593 | 10.522.135 | SOLENOID, 24 VDC-25 OHMS, FOR VICTOR PRINTER MODEL NO. 12-10-321 S/N 3081-061, #50555-521, USED ON EVENTS RECORDER. |  |  |  | 2FA17E22 | 3 | EA | 45.9
PETE | 5711596 | 10.522.297 | SHIM, SHAFT ITEM #22 PT #8500253 FOR GARDNER- DENVER CYCLO BLOWER MODEL 7CDL11H S.N 21412 SPEC 5270 USED AS FLY ASH BIN DIFFUSER BLOWER. |  |  |  | 1FA3F43 | 8 | ST | 10.24
PETE | 3910043 | 10.523.052 | SWITCH ASSY., AUXILIARY P/N 107023A6AB1, FOR HYDRAMOTOR OIL VALVE #H24Z1109 USED ON #1 BOILER, C.E. CONTRACT #13762, PETE. GEN. STAT. |  |  | 107023A6AB1 | 1FA16B9 | 1 | EA | 135.38
PETE | 6002166 | 10.525.831 | ARMS, PEN, P/N M-122-AE, FOR V TYPE PENS, USED IN FOXBORO MODEL 40 RECORDING INSTRUMENTS CAT. NO. PL-1030 |  |  |  | 2FA17E26 | 2 | EA | 3.1
PETE | 5711163 | 10.525.981 | BEARING, BALL FOR DODGE FLEXIDYNE COUPLING ON ASH HOPPER CLINKER GRINDER, NEW DEPARTURE #2993L11 UNITS 1 & 2 |  |  |  | 1FA7F32 | 2 | EA | 33.2
PETE | 7003520 | 10.526.010 | BEARING, PILLOW BLOCK, DODGE SPECIAL DUTY WITH TIMKEN TAPERED ROLLER BEARINGS 1 15/16 IN DIA, SHAFT FOR 3A AND 8A COAL SCALE DRIVE PULLEY. |  |  |  | 4FA50A3 | 2 | EA | 527.74
PETE | 5501224 | 10.527.819 | COIL SPRING SUSPENSION, FRONT P/N 019303 FOR TRACK HOPPER SYNTROL COAL FEEDERS WITH F-86-B BASE AND SUSPENSION AND DTC-6 CONTROL ASSEMBLY. |  |  |  | 2FA1B9 | 2 | EA | 17.68
PETE | 5302079 | 10.532.116 | PINION, HTP, FOR DIAMOND POWER SPECIALTY, MODEL IK SOOT BLOWER MANUFACTURER PART NO = 306031-0111 |  |  | 306031-0111 | 2FA16F1 | 4 | EA | 299.28
PETE | 5701780 | 10.533.216 | RELAY, MARK NO. CR120A03102AA FOR RELAY PANEL, DWG. NOS 2345-3, 20, 51 & 56, ASH CONTRACT NO. CA2345, UNIT #1 ASH HANDLING SYSTEM. |  |  |  | 1FA7E15 | 2 | EA | 181.96
PETE | 5501201 | 10.533.227 | RELAY, OVERLOAD, SYMBOL OL P/N 14-418-871-502 FOR AC 4160 V. SWITCH GEAR, COAL HANDLING EQUIP. |  |  |  | 2FA1A12 | 2 | EA | 92.66
PETE | 5711162 | 10.534.130 | SHIELD, BB SEAL FOR DODGE FLEXIDYNE COUPLING ON ASH HOPPER CLINKER GRINDERREF.# 82, PT.# 309027, #1 & 2 UNITS. |  |  |  | 1FA7F31 | 5 | EA | 14.4
PETE | 5711043 | 10.534.722 | STEM ASSY., PL3252, PG. 48 CAT.# 0615, FILE A74.3, FOR PARKER HANNIFIN AIRCONTROL VALVE-MODEL CCC1-3710M4A, USED AS TOP ASH SEGREGATING VALVES, UNITS #1 & 2. |  |  |  | 1FA7F4 | 6 | EA | 53.16
PETE | 5505205 | 10.534.805 | SOLENOID, COUNT, PER DWG. NO. 1802-018 FOR SIMPLEX RECORDER-MODEL NO. IAS/NR S/N 106236 CN, 115V AMPS-4, 60 CY., INTERMITTENT, USED AS COAL TONNAGE METER FOR AS RECEIVED COAL. |  |  |  | 1FA11F6 | 2 | EA | 73.52
PETE | 5605196 | 10.535.809 | TIMER, 150 SEC, 120V/60CY, FOR EAGLE SIGNAL, MODEL B, SYSTEM COAL SAMPLINGMANUFACTURER PART NO = HG102A6 |  |  |  | 2FA11G15 | 1 | EA | 131.96
PETE | 6001198 | 10.535.956 | TRANSFORMER, POWER 115VAC #8K002 FOR VIBRATION MONITORING SYS MODEL VT-12 ON I.D. & SCRUBBER BOOSTER FANS - UNITS #1 & 2. |  |  |  | 2FA17C44 | 2 | EA | 25.3
PETE | 5203186 | 10.503.801 | DISC, PACK, FOR AIR REMOVAL PUMP INGERSOLL RAND CO., MODEL H, SIZE/DESC 250H2ST MANUFACTURER PART NO = 10689 SER NO = 250VP10279/80 |  |  | R35IT85620 | 2FA9E39 | 2 | EA | 125.34
PETE | 5402971 | 10.528.209 | CONTACT, MOVE LH, 1200A, FOR AIR CIRCUIT BREAKER SIEMENS-ALLIS CHALMERS, DESC 4KV/1200A MANUFACTURER PART NO = 71-208-255-00-516 |  |  |  | 2FA7B11 | 5 | EA | 310
PETE | 3914225 | 10.518.326 | KIT, REPAIR, INCLUDES CYLINDER, POPPET ASSY, & SEAT RING, MODEL 229-S, TYPE SOLENOID TRIP VALVE, S/N K-51074 MANUFACTURER PART NO. = |  |  |  | 1FA16F21 | 1 | EA | 475.6
PETE | 5203181 | 10.519.921 | PLATE, W/LUG BEARING FOR 6" 316SS CHECK VALVE MISSION, MODEL CCWP-275 MANUFACTURER PART NO = A 10860 B1 04A |  |  |  | 2FA9E40 | 2 | EA | 145.58
PETE | 5603070 | 10.501.309 | PACKING, FOR CV-7A & 7B REVERSE MOUNTED MASONEILAN DIAPHRAGM VALVES UNIT #2. P/N 971919-7-916 |  |  |  | 1FA2F47 | 6 | EA | 3.24
PETE | 5601700 | 10.514.378 | BREAKER, CIRCUIT, AMPS- 120A, VOLTS- 240V PHASE- 2 |  |  |  | 2FA15E1 | 1 | EA | 14.2
PETE | 5603397 | 10.513.586 | BEARINGS, (2/SET) FOR SHAFT OF 3" WAFER SPHERE VALVE MODEL #8100-2236M-F6 (TFE/ 316SS). ALSO FOR 4" VALVE MODEL #8100-2236M-J6. |  |  |  | 1FA3E66 | 7 | ST | 405.02
PETE | 6706438 | 10.518.475 | IMPELLER, ID 1, FOR SUBMERSIBLE DEWATERING PUMP, GORMAN RUPP PUMP CO., MODEL S3A1 MANUFACTURER PART NO = 9900 SER NO = 387083. | 266CHP0001 | 1-1 SUMP PUMP AND MOTOR,TK HPR BASEMENT GORMANN RUPP |  | 2FA4A11 | 1 | EA | 49.12
PETE | 5501214 | 10.534.927 | SWITCH, AUX, NO/NC, SYMBOL M, MR P/N 14 -226-593-009 FOR AC 4160 VOLT SWITCHGEAR, COAL HANDLING EQUIP. |  |  |  | 2FA1E16 | 2 | EA | 55.32
PETE | 6002778 | 10.500.679 | BOARD, DC NOISE SUPPRESSOR, FOR 3 PHASE 25KVA SOLIDSTATE CONTROLS, MODEL 3SV12250,STYLE INVERTER MANUFACTURER PART NO = V-105 SER NO = 8357-1. |  |  |  | 2FA17F51 | 1 | EA | 85.31
PETE | 6002776 | 10.516.146 | DIODE, FOR 3 PHASE 25 KVA INVERTER SOLIDSTATE CONTROLS INC, MODEL 3SV12250MANUFACTURER PART NO = D12 SCI 500D60 SER NO = 8357-1. |  |  |  | 2FA17F51 | 1 | EA | 81.29
PETE | 6002775 | 10.521.983 | SILICON CONTROLLED RECTIFIER ON 3PH 25KVA INVERTER SOLIDSTATE CONTROLS INC, MODEL 3SV12250 MANUFACTURER PART NO = SCR1-4 235D25N15 SER NO = 8357-1. |  |  |  | 2FA17F50 | 8 | EA | 554
PETE | 6002772 | 10.527.565 | CAPACITOR, INSTRUMENT, MODEL- 25 KVA INVERTER TYPE- 8200 MFD, DESC- 25 VDC. |  |  |  | 2FA17F49 | 1 | EA | 6.08
PETE | 6002773 | 10.528.443 | DIODE, FOR 3 PHASE 25 KVA INVERTER SOLIDSTATE CONTROLS INC, MODEL 3SV12250MANUFACTURER PART NO = D2 SCI 100D30 SER NO = 8357-1. |  |  |  | 2FA17F49 | 4 | EA | 75.28
PETE | 6002774 | 10.528.444 | DIODE, INVERTER, IT #D4,5 SCI 100D30R USED ON SOLIDSTATE CONTROLS INC. 3 -PHASE 25 KVA INVERTER MODEL 3SV12250/3TSNB/3TSMB, S/N 8357-1. |  |  |  | 2FA17F49 | 4 | EA | 75.2
PETE | 6621048 | 10.526.134 | BOARD, EHC CONTROL VALVE 1 FOR TURBINE GENERAL ELECTRIC COMPANY MANUFACTURER PART NO = 0948D807G0007 SER NO = 170X350. |  |  |  | 2FA2C31 | 1 | EA | 215.14
PETE | 6708207 | 10.532.588 | PLATE, GLAND, FLUSH TYPE 18-8SS FOR WORTHINGTON PUMP, MODEL 1-DNF-32. |  |  |  | 2FA9E22 | 2 | EA | 276.62
PETE | 5203185 | 10.533.890 | SEAT, CHECK VALVE, FOR INGERSOLL RAND CO., MODEL H, SIZE/DESC 250H2ST MANUFACTURER PART NO = 4W77168, S/N 250VP10279/80 |  |  |  | 2FA9E39 | 1 | EA | 2.54
PETE | 6002165 | 10.500.812 | ARMS, PEN, P/N M-122-AD, FOR V TYPE PENS USED IN FOXBORO MODEL 40 RECORDING INSTRUMENTS CAT. NO. PL-1030 |  |  |  | 2FA17E26 | 3 | EA | 19.47
PETE | 6501122 | 10.519.349 | O-RING, USED ON ABB COMBUSTION ENG SVCS, TURBINE DRIVEN BOILER FEED PUMPS OIL PURIFIER MANUFACTURER PART NO = 66555. |  |  |  | 2FA12E56 | 1 | EA | 3.8
PETE | 6004267 | 10.523.339 | TRANSISTOR INSTRUMENT, ASSY, PHOTOSENSITIVE PART NUMBER 30516 |  |  | 30516 | 2FA17F35 | 4 | EA | 141.4
PETE | 5711153 | 10.534.753 | SLEEVE, SPEEDI FOR ASH HOPPER CLINKER GRINDER DRIVE UNIT #99149 NOM. RANGE1 1/2" #1 & 2 UNITS. |  |  | C33RM15080 | 1FA7F47 | 6 | EA | 36.12
PETE | 5603580 | 10.509.913 | O-RING, NITRILE FOR FISHER CONTROL VALVE MODEL 8500-10W31, SIZE 10"&12 MFGPART # NITRILE-IH849806992 |  |  | 1H849806992 | 1FA2F5 | 15 | EA | 4.95
PETE | 6716122 | 10.504.935 | NUT, FOR SCRUBBER SEAL WATER PUMP, WORTHINGTON PUMP, MODEL D-1011,SIZE 3 X2 X 6 MANUFACTURER PART NO = 24 SER NO = Y673163, MATL 316, ID 6.5-6.3. |  |  |  | 2FA13F32 | 1 | EA | 11.45
PETE | 5501220 | 10.511.858 | TRANSFER SWITCH, P/N 51X94 FOR TRACK HOPPER SYNTRON COAL FEEDERS WITH F-86-B BASE AND SUSPENSION AND DTC-6 CONTROL ASSEMBLY. |  |  |  | 2FA1E15 | 1 | EA | 30.49
PETE | 6706575 | 10.530.761 | IMPELLER, 6 3/4" DIA, FOR PEERLESS PUMP CO., MODEL C810AM MANUFACTURER PART NO = 2684183 SER NO = 384684. |  |  |  | 2FA4D25 | 1 | EA | 233.14
PETE | 6708741 | 10.510.939 | SEAL, LIP, (THRUST BEARING), FOR WORTHINGTON PUMP, MODEL D1012, TYPE 2X1X10 MANUFACTURER PART NO = P04048 DUCTILE IRON CONSTRUCTION |  |  | P04048 | 2FA13F34 | 2 | EA | 22.54
PETE | 6716133 | 10.519.309 | O-RING, COOLING RING FOR WORTHINGTON PUMP, MODEL D-1011, SIZE 3X2X6 MANUFACTURER PART NO = 73H SER NO = 673163. |  |  |  | 2FA13F35 | 6 | EA | 116.76
PETE | 6716117 | 10.519.578 | PACKING, 6.5-6.3 DIA, FOR SCRUBBER SEAL WATER PUMP WORTHINGTON PUMP, MODELD-1011, SIZE 3X2X6 MANUFACTURER PART NO = 13 SER NO = Y67163, MATL 316. |  |  |  | 2FA13F31 | 5 | EA | 318.7
PETE | 6716132 | 10.531.664 | O-RING, COOLING JACKET, FOR SCRUBBER SEAL WATER WORTHINGTON PUMP, MODEL D-1011, SIZE 3X2X6 MANUFACTURER PART NO = P02918 SER NO = Y673163, MATL 316, ID 6.5 X 6.3 |  |  | P02918 | 2FA13F35 | 2 | EA | 7.86
PETE | 6716119 | 10.513.338 | BEARING, BALL,SINGLE ROW,ANGULAR CONTACT,MEDIUM SERIES,35 MM BORE,FLUSH GROUND FOR DUPLEX MOUNTING. |  |  | F10AX57100 | 2FA13F31 | 2 | EA | 85.4
PETE | 5203152 | 10.508.351 | GASKET, COVER, FOR COMPRESSOR INGERSOLL RAND CO., MODEL H, SIZE/DESC 250H2ST MANUFACTURER PART NO = 4H27031 SER NO= 250VP10279/80 |  |  |  | 2FA9A28 | 3 | EA | 47.64
PETE | 6603200 | 10.521.368 | SEAL, PISTON, FOR POWER DOME AIR CYLINDER, FOR WESTINGHOUSE ELECTRIC CO, S/N 93388, UNIT HTP 4, MANUFACTURER PART NO = A7823. |  |  |  | 2FA3B36 | 2 | EA | 130.62
PETE | 6002566 | 10.509.677 | MOTOR, CHART DRIVE, 5 RPM, FOR SUPERVISORY METERS GENERAL ELECTRIC COMPANYMANUFACTURER PART NO = 5473677. |  |  |  | 2FA17A39 | 3 | EA | 716.52
PETE | 5711058 | 10.504.770 | PLUNGER, ASSY. FOR VALVAIR FOOT MOUNTED 4-WAY VALVE 3/4" PORT #1663 #2 UNIT, MANUFACTURER'S PART NO B-2810-V |  |  |  | 1FA7F28 | 4 | EA | 36.2
PETE | 5402700 | 10.502.052 | CONTACT, MOVING RIGHT POLE, FOR WESTINGHOUSE ELECTRIC CO, MODEL DB-25, BREAKER MANUFACTURER PART NO = 1491294 |  |  |  | 2FA7F47 | 3 | EA | 4.35
PETE | 5402705 | 10.502.056 | CONTACT, STATIONARY, LEFT POLE, FOR WESTINGHOUSE ELECTRIC CO, MODEL DB-25,BREAKER MANUFACTURER PART NO = 23A3609G17 |  |  |  | 2FA7F47 | 4 | EA | 8.64
PETE | 5402660 | 10.503.632 | CONTACT, MOVING LEFT POLE FOR AIR BREAKER WESTINGHOUSE ELECTRIC CO, MODEL DB-25 MANUFACTURER PART NO = 23A3609G16 |  |  |  | 2FA7F47 | 4 | EA | 10.2
PETE | 5402706 | 10.503.641 | CONTACT, STATIONARY, RIGHT POLE, FOR WESTINGHOUSE ELECTRIC CO, MODEL DB-25, BREAKER MANUFACTURER PART NO = 1491295 |  |  |  | 2FA7F47 | 3 | EA | 4.14
PETE | 7002434 | 10.513.849 | BEARING,ROLLER,25 MM BORE,52 MM OD,13/16 IN WIDTH, WIDE TYPE, WITH INNER RACE. |  |  |  | 1FA6E63 | 4 | EA | 35
PETE | 6621049 | 10.514.224 | BOARD, EHC CONTROL VALVE 2 FOR TURBINE GENERAL ELECTRIC COMPANY MANUFACTURER PART NO = 0948D807G0008 SER NO = 170X350. |  |  |  | 2FA2C30 | 1 | EA | 215.14
PETE | 3914190 | 10.506.405 | ASSEMBLY, R.H. FINGER P/N 20, USED ON LIMITORQUE VALVE CONTROL SMB S/N 22500A, VALVE B-15982, POS. A. SER NO = 22500A |  |  | 20 | 1FA16E28 | 2 | EA | 4.5
PETE | 3914191 | 10.525.449 | ASSEMBLY, L.H. FINGER P/N 21, USED ON LIMITORQUE VALVE CONTROL SMB S/N 22500A, VALVE B-15982, POS. A. SER NO = 22500A |  |  | 21 | 1FA16E28 | 2 | EA | 4.5
PETE | 3914224 | 10.531.013 | KIT, REPAIR, INCLUDES CYLINDER, POPPET ASSY, & SEAT RING, MODEL 543SX, TYPE SOLENOID TRIP VALVE, MANUFACTURER PART NO = 543SX, S/N K-51075 |  |  |  | 1FA16F26 | 1 | EA | 480.15
PETE | 3914244 | 10.534.802 | SOLENOID, 125 V. D.C. DUTY C, CAT. NO. 609WA96DC, S/N 20151-2, FOR 0-35PSIWATER, USED ON SOV-25 BOILER FEED PUMP INJECTION SEAT WATER DRAIN VALVE. |  |  | 609WA96DC | 4FA5F33 | 2 | EA | 242.96
PETE | 5603041 | 10.500.813 | ASSEMBLY, FRAMED & BEAM, P/N Z-4507-163, FOR REPUBLIC TYPE VP PNEUMATIC PRESSURE TRANSMITTER. MANUFACTURER PART NO = Z-4507-163 |  |  |  | 1FA2F50 | 1 | EA | 35.84
PETE | 3909598 | 10.516.181 | DISC, W/STEM FOR 1/2"-3/4" UNIVALVE 1500# PSI EDWARDS, MODEL 3624 |  |  |  | 1FA16E18 | 2 | EA | 96.9
PETE | 5603313 | 10.519.855 | O-RING FOR FISHER CONTROL VALVE MODEL 1664-MY, SIZE 2" MFG PART # ID1917 0699 |  |  | 1D19170699 | 1FA2F55 | 8 | EA | 4.72
PETE | 5603316 | 10.524.172 | WASHER, FELT FOR FISHER CONTROL VALVE MODEL 1664-MY, SIZE 2" MFG PART # 1H1465 0699 |  |  | 1H14650699 | 1FA2F55 | 22 | EA | 3.3
PETE | 5301031 | 10.533.888 | SEAT, ADJUSTABLE, FOR STEAM CONTROLLER REPUBLIC MASTER, SIZE CPM PRES 600#MANUFACTURER PART NO = Q-4965-1 SER NO = 122657 |  |  |  | 1FA2F32 | 1 | EA | 151.55
PETE | 5711142 | 10.505.494 | SEAL, OIL & GREASE PT.# 750-3H (W-74-7540), FOR WYCO VIBRATOR. |  |  |  | 1FA9F20 | 15 | EA | 82.5
PETE | 3914233 | 10.507.397 | COIL, 120 VAC, 60 CYCLE, SOLENOID, R.G. LAURENCE, MODEL 609WA96BW, MANUFACTURER PART NO = 609WA96BW S/N 20151-1 |  |  | 609WA96BW | 4FA5C33 | 2 | EA | 102.82
PETE | 5301030 | 10.511.048 | SEAT, UPPER, FOR STEAM CONTROLLER REPUBLIC MASTER STEAM, SIZE CPM PRES 600# MANUFACTURER PART NO = Q-1962-2 SER NO = 122657 |  |  |  | 1FA2F33 | 1 | EA | 215.6
PETE | 5301026 | 10.524.083 | VALVE, INNER, W/STEM & PIN FOR STEAM CONTROLLER REPUBLIC MASTER STEAM, SIZE CPM PRESS 600# MANUFACTURER PART NO = 150898, 150310 & 40048-32 SER NO = 122657 |  |  |  | 1FA2D34 | 1 | EA | 618.71
PETE | 6706442 | 10.531.980 | O-RING, #ID 38, FOR SUBMERSIBLE DEWATERING PUMP, GORMAN RUPP PUMP CO., MODEL S3A1 MANUFACTURER PART NO = 1462 SER NO = 387083. | 266CHP0001 | 1-1 SUMP PUMP AND MOTOR,TK HPR BASEMENT GORMANN RUPP |  | 2FA4E18 | 4 | EA | 5.08
PETE | 5610130 | 10.516.745 | FLOAT, PORCELIAN, DISPLACER PT #RP2332 FOR MAGNETROL TYPE S-1 SWITCH HEAD MODEL A-153-F-K, DESIGN PRESS 175 LBS. AT 100 DEG F., USED ON ACID TRANSFER TANK. |  |  |  | 2FA18F44 | 4 | EA | 17.36
PETE | 6621032 | 10.513.961 | BOARD, LOW VALVE GATE CARD FOR TURBINE GENERAL ELECTRIC COMPANY, UNIT/AREAEWS 7 MANUFACTURER PART NO = 0872D432G0002 SER NO = 170X457. |  |  | 0872D432G0002 | 2FA2C35 | 2 | EA | 1435.16
PETE | 6407394 | 10.515.472 | CLIP, AIR FILTER WEST ID.# 174A245H04 USED ON ID FAN MOTORS S/NS L & M 86P757 & 758, L & M SO.# 85P0645 & 646 PETE #2 & 3. MOTOR, GE #5K33KN92, 1/4 HP 230/460V 60 HZ 1725 RPM 3 PHASE, BALL BRG. |  |  |  | 2FA6F24 | 69 | EA | 40.02
PETE | 5404863 | 10.526.693 | BREAKER, THERMAL MAGNETIC, JL3-B125, FOR ITE MOTOR CONTROL CENTERS. |  |  |  | 2FA7G10 | 1 | EA | 194.94
PETE | 7005334 | 10.503.890 | CHAIN, 3/8" PITCH X 3/4" WIDE CENTER GUIDE SILENT CHAIN, 18" LONG LINK-BELT OR EQUAL FOR ALL OVERHEAD DOOR OPERATORS |  |  |  | 1FA7E49 | 1 | EA | 18.38
PETE | 7005333 | 10.511.026 | SPROCKET, SILENT CHAIN, CHAIN WDTH- , BORE- .5 TEETH/HUB- 17/, 3/8" PITCH X 3/4" WIDE. |  |  |  | 1FA7E49 | 2 | EA | 205.5
PETE | 6002571 | 10.506.756 | BOARD, INSTRUMENT, RANGE, 0-300 DEG. F.,(1)- 5 VDC GENERAL ELECTRIC TYPE 550, MV/1 TRANSMITTER. |  |  |  | 2FA17E43 | 1 | EA | 28.76
PETE | 5610128 | 10.515.716 | COUPLING, NUT PT #RP2518 FOR MAGNETROL TYPE S-1 SWITCH HEAD MODEL A-153-F-K, DESIGN PRESS 175 LBS. AT 100 DEG. F, USED ON ACID TRANSFER TANK. |  |  |  | 2FA18F43 | 2 | EA | 9.1
PETE | 5606029 | 10.502.277 | RELAY MODEL 12HFA51A51 |  |  |  | 2FA7G17 | 1 | EA | 47
PETE | 5603331 | 10.526.655 | BRACKET, SOLENOID SPRING GUIDE, FOR CONSOLIDATED ELECTROMATIC RELIEF VALVECONTROLLER TYPE 1539VX, 110 VAC, 3.52 AMP, S/N BG-7305. |  |  |  | 2FA16E60 | 2 | EA | 63.76
PETE | 5704314 | 10.532.744 | PLUNGER, PART NOL. 4 FOR S-A ENCLOSED HOLDBACK ITEM# HD4A-7" BORE FOR CONV. 3A & 5A, UNIT #1, 5A, ORDER #ES-13730. | 266CA03ACB | 3A COAL CONVEYOR BELT *** SEE EQUIPMENT NOTES PAGE #6 *** * CUTTING & WELDING PERMIT REQUIRED * BEFORE ARC WELDING WITHIN 100 FEET OF DETECTOR. |  | 2FA1E39 | 25 | EA | 37.75
PETE | 5704308 | 10.521.134 | ROLLER, PART NO. 3 FOR S-A ENCLOSED HOLDBACK ITEM# HD2A-3 15/16" BORE FOR CONV. 7A, #1 UNIT. | 266CA07ACB | 7A COAL CONVEYOR *** SEE EQUIPMENT NOTES PAGE #6 *** * CUTTING & WELDING PERMIT REQUIRED * |  | 2FA1E40 | 11 | EA | 86.35
PETE | 5704309 | 10.510.269 | PLUNGER, PART NO. 4 FOR S-A ENCLOSED HOLDBACK ITEM# HD2A-5 15/16" BORE FORCONV. 8A, #1 UNIT. | 266CA08ACB | 8A COAL CONVEYOR BELT *** SEE EQUIPMENT NOTES PAGE #6 *** * CUTTING & WELDING PERMIT REQUIRED * BEFORE ARC WELDING WITHIN 100 FEET OF DETECTOR. |  | 2FA1E40 | 24 | EA | 54.48
PETE | 5704310 | 10.522.705 | SPRING, PT.# 5 FOR S-A ENCLOSED HOLDBACK ITEM# HD3A-5 15/16" BORE FOR CONV. 8A, #1 UNIT. | 266CA08ACB | 8A COAL CONVEYOR BELT *** SEE EQUIPMENT NOTES PAGE #6 *** * CUTTING & WELDING PERMIT REQUIRED * BEFORE ARC WELDING WITHIN 100 FEET OF DETECTOR. |  | 2FA1E40 | 24 | EA | 54.24
PETE | 5704354 | 10.521.326 | SEAL, CAGE, HS SHAFT, FOR FALK MODEL 2090Y2A INTERDRIVE, USED ON SPEED REDUCER FOR 7A COAL CONVEYOR, MANUFACTURER PART NO. 319804 | 266CA07ACB | 7A COAL CONVEYOR *** SEE EQUIPMENT NOTES PAGE #6 *** * CUTTING & WELDING PERMIT REQUIRED * |  | 2FA1A21 | 1 | EA | 14.27
PETE | 5704345 | 10.501.318 | SEAL, CAGE, HS PINION. FOR FALK MODEL 135YB2-S INTERDRIVE, USED ON SPEED REDUCER FOR 8A COAL CONVEYOR, MANUFACTURER PART NO. 319808 | 266CA08ACB | 8A COAL CONVEYOR BELT *** SEE EQUIPMENT NOTES PAGE #6 *** * CUTTING & WELDING PERMIT REQUIRED * BEFORE ARC WELDING WITHIN 100 FEET OF DETECTOR. |  | 2FA1A24 | 1 | EA | 16.82
PETE | 5704355 | 10.533.998 | SEAL, CAGE, LS SHAFT, FOR FALK MODEL 2090Y2A INTERDRIVE, USED ON SPEED REDUCER FOR 7A COAL CONVEYOR, MANUFACTURER PART NO. 912761 | 266CA07ACB | 7A COAL CONVEYOR *** SEE EQUIPMENT NOTES PAGE #6 *** * CUTTING & WELDING PERMIT REQUIRED * |  | 2FA1B24 | 1 | EA | 8.32
PETE | 5704335 | 10.533.997 | SEAL, CAGE, HS SHAFT, FOR FALK MODEL 2070Y1-S INTERDRIVE, USED ON SPEED REDUCER FOR 9A,(7A) COAL CONVEYOR, MANUFACTURER PART NO. 319804 | 266CA09ACB | 9A COAL CONVEYOR BELT *** SEE EQUIPMENT NOTES PAGE #6 *** * CUTTING & WELDING PERMIT REQUIRED * |  | 2FA1B25 | 1 | EA | 14.26
PETE | 5704337 | 10.505.188 | SHAFT, HIGH SPEED WITH PINION, FOR FALK MODEL 2070Y1-S INTERDRIVE, USED ONSPEED REDUCER FOR 9A COAL CONVEYOR, MANUFACTURER P/N 276313 | 266CA09ACB | 9A COAL CONVEYOR BELT *** SEE EQUIPMENT NOTES PAGE #6 *** * CUTTING & WELDING PERMIT REQUIRED * |  | 2FA1C27 | 1 | EA | 197.86
PETE | 5704336 | 10.510.899 | SEAL, CAGE, LS SHAFT, FOR FALK MODEL 2070Y1-S INTERDRIVE, USED ON SPEED REDUCER FOR 9A,(7A) COAL CONVEYOR, MANUFACTURER PART NO. 320292 | 266CA09ACB | 9A COAL CONVEYOR BELT *** SEE EQUIPMENT NOTES PAGE #6 *** * CUTTING & WELDING PERMIT REQUIRED * |  | 2FA1C28 | 1 | EA | 17.66
PETE | 5704386 | 10.521.735 | SHAFT, HIGH SPEED W/PINION, FOR FALK MODEL 2145Y2S INTERDRIVE, USED ON SPEED REDUCER FOR 6 COAL CONVEYOR HOIST, MANUFACTURER PART NO. 257376 | 266CA06AH0 | 6A COAL CONVEYOR HOIST **** SEE EQUIPMENT NOTES PAGE 6 **** *CUTTING AND WELDING PERMIT REQUIRED* |  | 2FA1I6 | 1 | EA | 172
PETE | 5704315 | 10.502.501 | SPRING, PT.# 5 FOR S-A ENCLOSED HOLDBACK ITEM# HD4A-7" BORE FOR CONV. 3A &5A, UNIT #1, 5A, ORDER #ES-13730. | 266CA03ACB | 3A COAL CONVEYOR BELT *** SEE EQUIPMENT NOTES PAGE #6 *** * CUTTING & WELDING PERMIT REQUIRED * BEFORE ARC WELDING WITHIN 100 FEET OF DETECTOR. |  | 2FA1E39 | 20 | EA | 30
PETE | 5704397 | 10.534.009 | SEAL, HS CAGE, FOR FALK MODEL 2100Y2A INTERDRIVE, USED ON SPEED REDUCER FOR 6 COAL CONVEYOR, MANUFACTURER PART NO. 319805 | 266CA06ACB | 6A COAL CONVEYOR *** SEE EQUIPMENT NOTES PAGE #6 *** * CUTTING & WELDING PERMIT REQUIRED * |  | 2FA1A17 | 1 | EA | 12.54
PETE | 5704390 | 10.521.338 | SEAL, HS CAGE, FOR FALK MODEL 2120Y3S INTERDRIVE, USED ON SPEED REDUCER FOR 6 COAL CONVEYOR HOIST, MANUFACTURER PART NO. 320289 | 266CA06AH0 | 6A COAL CONVEYOR HOIST **** SEE EQUIPMENT NOTES PAGE 6 **** *CUTTING AND WELDING PERMIT REQUIRED* |  | 2FA1A20 | 1 | EA | 13.54
PETE | 5704399 | 10.502.768 | SEAL, LS SHAFT, FOR FALK MODEL 2100Y2A INTERDRIVE, USED ON SPEED REDUCER FOR 6 COAL CONVEYOR, MANUFACTURER PART NO. 912762 | 266CA06ACB | 6A COAL CONVEYOR *** SEE EQUIPMENT NOTES PAGE #6 *** * CUTTING & WELDING PERMIT REQUIRED * |  | 2FA1B20 | 1 | EA | 9.12
PETE | 5501705 | 10.521.517 | SEAL,RING, PISTON, BRONZE, PT #57176-A, FOR BRG HS SEAL USED ON HEWITT-ROBINS COAL CAR SHAKER, S.O. G-2087 S/N HD-1735 PETE, ITEM 9 DWG M-14891 S.O. 34638 AT EWS AND DWG. #M14891 PRINT #M-14782 AT HTP, S/N'S 33726EC1 & 49438BB | 266CHCS00E | EAST CAR SHAKER AND MOTOR OUTSIDE THE TRACK HOPPER **** SEE EQUIPMENT NOTES PAGE 6 **** *CUTTING AND WELDING PERMIT REQUIRED* | 57176-A | 2FA1C11 | 4 | EA | 33.68
PETE | 5704714 | 10.529.878 | GEAR, LOW SPEED, FOR FMC-LINK BELT TYPE ETI, SIZE 55 INTERDRIVE, USED ON RECLAIM COAL FEEDERS AT PETE, MANUFACTURER PART NO. 94, S/N M65-35774B 814Y27H | 266CA07AA1 | A-1 SOUTH RECLAIM FEEDER AND MOTOR LOCATED IN 7A RECLAIM TUNNEL **** SEE EQUIPMENT NOTES PAGE 6 **** *CUTTING AND WELDING PERMIT REQUIRED* |  | 2FA1D18 | 1 | EA | 352
PETE | 5501218 | 10.510.224 | RESISTOR, P/N 76X82 FOR TRACK HOPPER SYNTROL COAL FEEDERS WITH F-86-B BASEAND SUSPENSION AND DTC-6 CONTROL ASSEMBLY. |  |  |  | 2FA1E15 | 1 | EA | 1.07
PETE | 5704299 | 10.532.743 | PLUNGER, PART NO. 4 FOR S-A ENCLOSED HOLDBACK ITEM# HDIA-2 1/2" BORE FOR CONV. 6A, #1 UNIT. | 266CA06ACB | 6A COAL CONVEYOR *** SEE EQUIPMENT NOTES PAGE #6 *** * CUTTING & WELDING PERMIT REQUIRED * |  | 2FA1E42 | 12 | EA | 13.32
PETE | 5704392 | 10.534.017 | SEAL, LS SHAFT, FOR FALK MODEL 2120Y3S INTERDRIVE, USED ON SPEED REDUCER FOR 6 COAL CONVEYOR HOIST, MANUFACTURER PART NO. 912764 | 266CA06AH0 | 6A COAL CONVEYOR HOIST **** SEE EQUIPMENT NOTES PAGE 6 **** *CUTTING AND WELDING PERMIT REQUIRED* |  | 2FA1G13 | 1 | EA | 13.54
PETE | 5704382 | 10.534.034 | SEAL, OIL, FOR FALK MODEL 2145Y2S INTERDRIVE, USED ON SPEED REDUCER FOR 3A,(5) COAL CONVEYOR, MANUFACTURER PART NO. 912766 | 266CA03ACB | 3A COAL CONVEYOR BELT *** SEE EQUIPMENT NOTES PAGE #6 *** * CUTTING & WELDING PERMIT REQUIRED * BEFORE ARC WELDING WITHIN 100 FEET OF DETECTOR. |  | 2FA1G16 | 1 | EA | 18.1
PETE | 5704713 | 10.534.407 | SHAFT, LOW SPEED, FOR FMC-LINK BELT TYPE ETI, SIZE 55 INTERDRIVE, USED ON RECLAIM COAL FEEDERS AT PETE, MANUFACTURER PART NO. 93, S/N M65-35774B 814Y27H | 266CA07AA1 | A-1 SOUTH RECLAIM FEEDER AND MOTOR LOCATED IN 7A RECLAIM TUNNEL **** SEE EQUIPMENT NOTES PAGE 6 **** *CUTTING AND WELDING PERMIT REQUIRED* |  | 2FA1H13 | 1 | EA | 103
PETE | 5704396 | 10.510.203 | REPL.# 95500/95925 FOR LS SHAFT USED ON SPEED REDUCER ON #6 CONVEYOR DRIVEFALK MODEL 2100Y2A, RATIO 26.17/1, SPEED 1750/68, MO# 6-660515-01, | 266CA06AH0 | 6A COAL CONVEYOR HOIST **** SEE EQUIPMENT NOTES PAGE 6 **** *CUTTING AND WELDING PERMIT REQUIRED* |  | 2FA1H15 | 2 | EA | 171.96
PETE | 5501231 | 10.516.172 | DISC, FRICTION, FOR ROBBINS & MYERS, MODEL F-3 SHAKEOUT HOIST, MANUFACTURER PART NO = 2006, S/N 49438-BB1 & 33726EC1 | 266CHCS00E | EAST CAR SHAKER AND MOTOR OUTSIDE THE TRACK HOPPER **** SEE EQUIPMENT NOTES PAGE 6 **** *CUTTING AND WELDING PERMIT REQUIRED* |  | 2FA1H8 | 2 | EA | 26.86
PETE | 5501735 | 10.513.318 | BEARING, SYMBOL #91683-A (NEW P/N 57255-A), FOR VIBRATOR SHAFT, USED ON HEWITT-ROBINS COAL CAR SHAKER PER S.O. G-2087, S/N HD-1735 AND S/N'S 33726EC1 & 49438BB1. | 266CHCS00E | EAST CAR SHAKER AND MOTOR OUTSIDE THE TRACK HOPPER **** SEE EQUIPMENT NOTES PAGE 6 **** *CUTTING AND WELDING PERMIT REQUIRED* |  | 2FA1H9 | 2 | EA | 357.46
PETE | 5714187 | 10.513.746 | BLADES, 7" RUBBER PT #95 -27476-1 (6 BLADES PER SET) FOR A & B CRUSHER HOUSE DUST SYS) | 266CHC0CHA | A-CRUSHER HOUSE DUST COLLECTOR **** SEE EQUIPMENT NOTES PAGE 6 **** *CUTTING AND WELDING PERMIT REQUIRED* |  | 2FA11D32 | 4 | ST | 157.28
PETE | 5714200 | 10.504.827 | PUMP, COMPLETE ASSY MODEL B1 FOR HYDRAULIC ACTI- VATOR ON 7-B CONVEYOR SYNCHODRIVE UNIT. | 266CB07BSD | 7B COAL CONV SYN. DRV. ACTU **** SEE EQUIPMENT NOTES PAGE 6 **** *CUTTING AND WELDING PERMIT REQUIRED* |  | 2FA11B36 | 1 | EA | 138.75
PETE | 5501788 | 10.519.138 | NUT, HOOK, FOR HOIST ROBBINS & MYERS, MODEL F-3 MANUFACTURER PART NO = 2059 SER NO = 33726 ECI/49438 BBI | 266CHCS00E | EAST CAR SHAKER AND MOTOR OUTSIDE THE TRACK HOPPER **** SEE EQUIPMENT NOTES PAGE 6 **** *CUTTING AND WELDING PERMIT REQUIRED* |  | 2FA1E51 | 2 | EA | 12.34
PETE | 7002312 | 10.503.098 | ADAPTER, BEARING, BORE- 2.9375 BNG SERIES- 12/13/222, THICKNESS- 2.486. | 266CB00000 | "B" COAL CONVEYING SYSTEM | L55CV45600 | 2FA11D19 | 2 | EA | 38.8
PETE | 5501733 | 10.507.254 | BOLT, "U", P/N 93142-A, FOR TAGLINE SPRING, USED ON HEWITT-ROBINS COAL CARSHAKER PER S.O. G-2087, S/N HD-1735 AND 33726EC1 & 49438BB1. | 266CHCS00E | EAST CAR SHAKER AND MOTOR OUTSIDE THE TRACK HOPPER **** SEE EQUIPMENT NOTES PAGE 6 **** *CUTTING AND WELDING PERMIT REQUIRED* |  | 2FA1C9 | 4 | EA | 66.36
PETE | 5501234 | 10.509.793 | PLATE, PRESSURE #8-005-702-1 FOR STERNS FMC STYLE EXG HOIST SIZE 72B-9 TORQUE 25 USED ON COAL CAR SHAKER, S/N'S 33726EC1 & 49438BB1. | 266CHCS00E | EAST CAR SHAKER AND MOTOR OUTSIDE THE TRACK HOPPER **** SEE EQUIPMENT NOTES PAGE 6 **** *CUTTING AND WELDING PERMIT REQUIRED* |  | 2FA1D10 | 1 | EA | 36.86
PETE | 5714238 | 10.524.105 | VALVE, SERVO, #HSC 01-380-0162-3, PLUS ADAPTER PL. FOR PHIL. GEAR HYD. ACT. PKG-MOD 95-3250164, MFG. BY-73MFG, PGC PO- 73834, PROJECT #122502, MODEL #H-12-2, S/N 902224, ORDER #700325, SYNC-DR. | 266CB07BSD | 7B COAL CONV SYN. DRV. ACTU **** SEE EQUIPMENT NOTES PAGE 6 **** *CUTTING AND WELDING PERMIT REQUIRED* |  | 2FA1D13 | 1 | EA | 894.62
PETE | 5501789 | 10.517.732 | GUARD, SHEAVE, FOR ROBBINS & MEYERS, MODEL F-3 HOIST, MANUFACTURER PART NO= 2061, S/N 33726EC1 & 49438BB1. | 266CHCS00E | EAST CAR SHAKER AND MOTOR OUTSIDE THE TRACK HOPPER **** SEE EQUIPMENT NOTES PAGE 6 **** *CUTTING AND WELDING PERMIT REQUIRED* |  | 2FA1H25 | 4 | EA | 317.92
PETE | 7002297 | 10.506.734 | ADAPTER, BEARING, BORE- 5.9375, BNG SERIES- 222 THICKNESS- 4.847 | 266CA08ACB | 8A COAL CONVEYOR BELT *** SEE EQUIPMENT NOTES PAGE #6 *** * CUTTING & WELDING PERMIT REQUIRED * BEFORE ARC WELDING WITHIN 100 FEET OF DETECTOR. | SN2 | 2FA11H14 | 2 | EA | 309.14
PETE | 5705172 | 10.509.604 | PACKING KIT, ROD GLAND, PT #706-00046-201, FOR HANNA CYL #MS2-H-CC, 5"X98"-JSM1C - S/N G35750 USED ON TAKE-UP SYSTEM ON 7B CONVEYOR. | 266CB07BWT | 7B CONV WEIGHT TAKE-UP **** SEE EQUIPMENT NOTES PAGE 6 **** *CUTTING AND WELDING PERMIT REQUIRED* | 706-00046-201 | 2FA25F46 | 1 | EA | 33.56
PETE | 5705173 | 10.509.634 | PACKING, PISTON, PT #706-00047-053, FOR HANNA CYL #MS2-H-CC, 5"X98"-JSM1C - S/N G35750 USED ON TAKE-UP SYSTEM ON 7B CONVEYOR. | 266CB07BWT | 7B CONV WEIGHT TAKE-UP **** SEE EQUIPMENT NOTES PAGE 6 **** *CUTTING AND WELDING PERMIT REQUIRED* | 706-00047-053 | 2FA25F46 | 1 | ST | 59.29
PETE | 5704808 | 10.526.675 | BRAKE, STEARNS STYLE UHC, SIZE 56A, TORQUE 10#, VOLTS 230/460, HOLDING AMPS 1.46/.073, INRUSH AMPS 1.84/.930 HOLDING MOUNTING HORIZ., MODEL #1-065-351-05DQB, 10 FT. LB., FOR 9B & 9A TRIPPER ROPE HAUL BRAKE. HAUL BRAKE. | 266CA09ATR | 9A TRIPPER ROPE HAUL **** SEE EQUIPMENT NOTES PAGE 6 **** *CUTTING AND WELDING PERMIT REQUIRED* | 1-065-351-05DQB | 2FA1H18 | 1 | EA | 574.88
PETE | 5714243 | 10.516.906 | FAN ASSY., P/N 225435-901 WITH BUSHING P/N 224609-901 FOR YOUNG AIR-OIL COOLER MODEL #OCH-174, S/N 354959 USED ON 7B CONVEYOR SYNCRODRIVE. | 266CB07BCB | 7B COAL CONVEYOR BELT *** SEE EQUIPMENT NOTES PAGE #6 *** * CUTTING & WELDING PERMIT REPUIRED * | 225435-901 | 4FA56A3 | 2 | EA | 57.12
PETE | 5501732 | 10.522.314 | SPRING, TAGLINE, P/N 61954-A USED ON HEWITT-ROBINS COAL CAR SHAKER PER S.O. G-2087, S/N HD-1735 AND S/N'S 33726EC1 & 49438BB1. | 266CHCS00E | EAST CAR SHAKER AND MOTOR OUTSIDE THE TRACK HOPPER **** SEE EQUIPMENT NOTES PAGE 6 **** *CUTTING AND WELDING PERMIT REQUIRED* |  | 2FA1C10 | 1 | EA | 22.31
PETE | 5501794 | 10.534.110 | SHEAVE, SPECIAL ROPE & BUSING FOR HOIST ROBBINS & MEYERS, MODEL F-3 MANUFACTURER PART NO = 5528 SER NO = 33726EC1 & 49438BB1. | 266CHCS00E | EAST CAR SHAKER AND MOTOR OUTSIDE THE TRACK HOPPER **** SEE EQUIPMENT NOTES PAGE 6 **** *CUTTING AND WELDING PERMIT REQUIRED* | 5528 | 2FA1D34 | 2 | EA | 454.02
PETE | 5501787 | 10.500.088 | BEARING, #TIMKEN T138, HOOK, PT #2058 (6301600220) FOR ROBBINS & MYERS HOIST S/N 33726, ECI & 49438 BBI. | 266CHCS00E | EAST CAR SHAKER AND MOTOR OUTSIDE THE TRACK HOPPER **** SEE EQUIPMENT NOTES PAGE 6 **** *CUTTING AND WELDING PERMIT REQUIRED* | T47CR25263 | 2FA1E51 | 2 | EA | 28.72
PETE | 5617410 | 10.503.250 | BOARD, LOGIC, FOR ANNUNCIATOR BETA PRODUCTS INC, MODEL 1212A MANUFACTURER PART NO = 304330-001 SER NO = C056956-201 | 266ESCNI00 | COAL HANDLING INSTRUMENTS AND DEVICES INCLUDES ALL MEASURING, INDICATING, RECORDING OR CONTROLLING DEVICES. | 304330-001 | 2FA21G26 | 2 | EA | 420
PETE | 5617412 | 10.505.335 | RELAY, FOR BETA PRODUCTS INC, MODEL 1212A, SIZE ANNUNCIATOR MANUFACTURER PART NO = 120135-002, S/N C056956-201 | 266ESCNI00 | COAL HANDLING INSTRUMENTS AND DEVICES INCLUDES ALL MEASURING, INDICATING, RECORDING OR CONTROLLING DEVICES. | 120135-002 | 2FA21G26 | 1 | EA | 32
PETE | 5617417 | 10.523.646 | TRANSFORMER, BETA PT. NO. 120152-001 USED ON COAL HANDLING TRACK HOPPER ANNUNCIATOR PANEL - BETA PRODUCTS MODEL 1212A, SEQUENCE SFM, S/N C056956-201. | 266ESCNI00 | COAL HANDLING INSTRUMENTS AND DEVICES INCLUDES ALL MEASURING, INDICATING, RECORDING OR CONTROLLING DEVICES. | 120152-001 | 2FA21G28 | 1 | EA | 60
PETE | 5617408 | 10.510.305 | SUPPLY, POWER, ASSY, FOR BETA PRODUCTS INC, MODEL 1212A, STYLE ANNUNCIATORMANUFACTURER PART NO = 305223-001, S/N C056956-201 | 266ESCNI00 | COAL HANDLING INSTRUMENTS AND DEVICES INCLUDES ALL MEASURING, INDICATING, RECORDING OR CONTROLLING DEVICES. | 305223-001 | 2FA21B12 | 2 | EA | 1757.08
PETE | 5714305 | 10.526.928 | BUSHING, TAPERLOCK, BORE- 1.125, TYPE- Q1 | 266CA08AMM | 8A MAGNET MOTOR **** SEE EQUIPMENT NOTES PAGE #6 **** * CUTTING & WELDING PERMIT REQUIRED * | I54ST19214 | SB5A2A3 | 1 | EA | 46.41
PETE | 5501734 | 10.526.763 | BOLT, EYE, P/N 76269-A, FOR TAGLINE SPRING, USED ON HEWITT-ROBINS COAL CARSHAKER PER S.O. G-2087, S/N HD-1735 AND S/N'S 33726EC1 & 49438BB1. | 266CHCS00E | EAST CAR SHAKER AND MOTOR OUTSIDE THE TRACK HOPPER **** SEE EQUIPMENT NOTES PAGE 6 **** *CUTTING AND WELDING PERMIT REQUIRED* |  | 2FA1D12 | 4 | EA | 222.16
PETE | 5617419 | 10.503.762 | DIAPHRAGM, FOR TRIPPER PLUGGED SOOT ALARM BINDICATOR CO., MODEL A-1-MN MANUFACTURER PART NO = A115-D | 266ESCNI00 | COAL HANDLING INSTRUMENTS AND DEVICES INCLUDES ALL MEASURING, INDICATING, RECORDING OR CONTROLLING DEVICES. | A115-D | 2FA21A22 | 6 | EA | 129.42
PETE | 5704381 | 10.521.532 | SEAL, HS SHAFT, FOR FALK MODEL 2145Y2S INTERDRIVE, USED ON SPEED REDUCER FOR 3A,(5) COAL CONVEYOR, MANUFACTURER PART NO. 912741 | 266CA03ACB | 3A COAL CONVEYOR BELT *** SEE EQUIPMENT NOTES PAGE #6 *** * CUTTING & WELDING PERMIT REQUIRED * BEFORE ARC WELDING WITHIN 100 FEET OF DETECTOR. | C33RJ68992 | 2FA1C23 | 1 | EA | 12.14
PETE | 5704380 | 10.502.796 | SEAL, HS CAGE, FOR FALK MODEL 2145Y2S INTERDRIVE, USED ON SPEED REDUCER FOR 3A,(5) COAL CONVEYOR, MANUFACTURER PART NO. 319810 | 266CA03ACB | 3A COAL CONVEYOR BELT *** SEE EQUIPMENT NOTES PAGE #6 *** * CUTTING & WELDING PERMIT REQUIRED * BEFORE ARC WELDING WITHIN 100 FEET OF DETECTOR. | F13ZI47000 | 2FA1G17 | 1 | EA | 310.49
PETE | 5714289 | 10.501.345 | SHAFT, DRIVE, PT #101976 USED ON DINGS MODEL 66 MAGNETIC SEPARATOR, 8A & 3B COAL CONVEYORS AT PETE. | 266CA08AMM | 8A MAGNET MOTOR **** SEE EQUIPMENT NOTES PAGE #6 **** * CUTTING & WELDING PERMIT REQUIRED * | 101976 | SB5C1B | 2 | EA | 742.9
PETE | 4901129 | 10.516.437 | KIT, DIAPHRAGM REPAIR FOR RELIEF VALVE VIKING PUMP, MODEL C1, TYPE RELIEF MANUFACTURER PART NO = 018-28A | 266CHFP00B | B COAL SYSTEM FIRE PROTECTION SYSTEM **** SEE EQUIPMENT NOTES PAGE 6 **** *CUTTING AND WELDING PERMIT REQUIRED* | 018-28A | 1FA11E3 | 3 | EA | 94.77
PETE | 5714229 | 10.530.496 | INTERDRIVE,WORM GEAR SPEED, FOR 9B TRIPPER TRANVERSE,SIZE & MODEL HWB-500-71 RATIO 125.1, SF 1.0, AGMA H.P. RATING 3.66, INPUT RPM 1750, OUTPUT TORQUE 12183 | 266CA09ATR | 9A TRIPPER ROPE HAUL **** SEE EQUIPMENT NOTES PAGE 6 **** *CUTTING AND WELDING PERMIT REQUIRED* |  | SB1AD9 | 1 | EA | 2679.96
PETE | 5704655 | 10.516.665 | DRUM, IDLER, FOR COAL TRIPPER DRIVE MECHANISM, 18 P.D. CAST IRON, FOR 3/48" WIRE ROPE WITH 4 GROOVES, BORE FOR 2 7/16" I.D. BRONZE BUSHING, USEDON COAL TRIPPER TRAVEL MECHANISM UNIT 1 & 2, | 266CA09ATR | 9A TRIPPER ROPE HAUL **** SEE EQUIPMENT NOTES PAGE 6 **** *CUTTING AND WELDING PERMIT REQUIRED* |  | SB5A1A10 | 1 | EA | 278.57
PETE | 5704349 | 10.501.911 | GEAR, LOW SPEED, FOR FALK MODEL 135YB2-S INTERDRIVE, USED ON SPEED REDUCERFOR 8A COAL CONVEYOR, MANUFACTURER PART NO. 242290 | 266CA08ACB | 8A COAL CONVEYOR BELT *** SEE EQUIPMENT NOTES PAGE #6 *** * CUTTING & WELDING PERMIT REQUIRED * BEFORE ARC WELDING WITHIN 100 FEET OF DETECTOR. |  | SB5A3B1 | 1 | EA | 452.87
PETE | 5704383 | 10.534.404 | SHAFT, HIGH SPEED W/PINION, FOR FALK MODEL 2145Y2S INTERDRIVE, USED ON SPEED REDUCER FOR 3A,(5) COAL CONVEYOR, MANUFACTURER PART NO. 912766 | 266CA03ACB | 3A COAL CONVEYOR BELT *** SEE EQUIPMENT NOTES PAGE #6 *** * CUTTING & WELDING PERMIT REQUIRED * BEFORE ARC WELDING WITHIN 100 FEET OF DETECTOR. |  | SB5A3B1 | 1 | EA | 354.4
PETE | 5501730 | 10.517.984 | HOUSING, BEARING, PT. NO. S-12338 B, USED ON HEWITT-ROBINS COAL CAR SHAKERPER S.O. G-2087, S/N HD-1735, S/N'S 33726EC1 & 49438BB1. | 266CHCS00E | EAST CAR SHAKER AND MOTOR OUTSIDE THE TRACK HOPPER **** SEE EQUIPMENT NOTES PAGE 6 **** *CUTTING AND WELDING PERMIT REQUIRED* |  | SB5A3B4 | 3 | EA | 435.75
PETE | 6407483 | 10.531.575 | MOTOR, ELECTRIC-AC, HORSEPOWER- 100, RPM- 1800 FRAME- 444TS, HAZARDOUS DUTY, 460V. | 266CA09ACM | 9A COAL CONVEYOR MOTOR INCLUDES MORTOR AND CONTROLS. *CUTTING AND WELDING PERMIT REQUIRED* **** SEE EQUIPMENT NOTES PAGE 6 **** |  | SB1JF6 | 1 | EA | 3887
PETE | 5704311 | 10.502.780 | SEAL, OIL, PART NO. 12 FOR S-A ENCLOSED HOLDBACK ITEM NO. HD3A-5 15/16" BORE FOR CONV. 8A, #1 UNIT. | 266CA08ACB | 8A COAL CONVEYOR BELT *** SEE EQUIPMENT NOTES PAGE #6 *** * CUTTING & WELDING PERMIT REQUIRED * BEFORE ARC WELDING WITHIN 100 FEET OF DETECTOR. | C33RH00310 | SB5A3B1 | 3 | EA | 112.89
PETE | 5704393 | 10.511.103 | SHAFT, HIGH SPEED W/ PINION FOR FALK MODEL 2100Y2A INTERDRIVE, USED ON SPEED REDUCER FOR 6 COAL CONVEYOR HOIST, MANUFACTURER PART NO. 257782 | 266CA06AH0 | 6A COAL CONVEYOR HOIST **** SEE EQUIPMENT NOTES PAGE 6 **** *CUTTING AND WELDING PERMIT REQUIRED* |  | 2FA11I1 | 1 | EA | 211.9
PETE | 5505295 | 10.536.484 | WIPER, FOR SECONDARY SAMPLER #2450-0014 J. B. LONG PROJECT #92062 USED ON 3 & 8 COAL CONVEYOR PETE, P/N 2450-0020. | 266CHCSS3A | 3A COAL CONV. SAMPLER **** SEE EQUIPMENT NOTES PAGE #6 **** * CUTTING & WELDING PERMIT REQUIRED * | 2450-0020 | 1FA2C56 | 7 | EA | 293.72
PETE | 5505294 | 10.519.064 | LUBRICATOR, FOR SECONDARY SAMPLER #2450-0014 J. B. LONG PROJECT #92062 USED ON 3 & 8 COAL CONVEYOR PETE, P/N 0046-0110. | 266CHCSS3A | 3A COAL CONV. SAMPLER **** SEE EQUIPMENT NOTES PAGE #6 **** * CUTTING & WELDING PERMIT REQUIRED * | 0046-0110 | 1FA2C57 | 2 | EA | 109.56
PETE | 5505711 | 10.509.816 | PLATE, UHMW 4 X 18, FOR FEED CONVEYOR AND CC CONVEYOR JOHN B. LONG PROJECTNO. 92062 USED ON 3 & 8 COAL CONVEYOR SAMPLE SYSTEM. P/N 0016-0070 BULK. | 266CHCSS3A | 3A COAL CONV. SAMPLER **** SEE EQUIPMENT NOTES PAGE #6 **** * CUTTING & WELDING PERMIT REQUIRED * | 0016-0070 BULK | 1FA2C60 | 4 | EA | 172.44
PETE | 5501786 | 10.522.241 | SHEAVE, ROPE, FOR HOIST ROBBINS & MYERS, MODEL F-3 MANUFACTURER PART NO = 2053 SER NO = 33726ECI/49438BBI | 266CHCS00E | EAST CAR SHAKER AND MOTOR OUTSIDE THE TRACK HOPPER **** SEE EQUIPMENT NOTES PAGE 6 **** *CUTTING AND WELDING PERMIT REQUIRED* | 24-04332-027 | 2FA1H26 | 2 | EA | 452.06
PETE | 5501791 | 10.522.240 | SHEAVE, ROPE, FOR HOIST ROBBINS & MEYERS, MODEL F-3 MANUFACTURER PART NO =2064 SER NO = 33726EC1 & 49438BB1. | 266CHCS00E | EAST CAR SHAKER AND MOTOR OUTSIDE THE TRACK HOPPER **** SEE EQUIPMENT NOTES PAGE 6 **** *CUTTING AND WELDING PERMIT REQUIRED* |  | 2FA1H27 | 3 | EA | 293.43
PETE | 5704556 | 10.507.688 | CARTRIDGE ASSY, BEARING, ITEM #7, P/N 1960078-1, P/N 0323098-17 AND P/N 0367016-7, FOR LINK-BELT GEAR DRIVE, TYPE ETI, SIZE 55, S/N M65-35774B 814Y27H, RECLAIM COAL FEEDERS AT PETE. | 266CA07AA1 | A-1 SOUTH RECLAIM FEEDER AND MOTOR LOCATED IN 7A RECLAIM TUNNEL **** SEE EQUIPMENT NOTES PAGE 6 **** *CUTTING AND WELDING PERMIT REQUIRED* | 1960078-1 | 2FA1C7 | 1 | EA | 279.91
PETE | 7001340 | 10.176.959 | BEARING, LS PINION SHAFT, NSK 3306, LOCATION #52 FOR RECLAIM FEEDER GEAR DRIVE, LINK-BELT TYPE ETI, SIZE 55, PETE "A" SYSTEM COAL CONVEYOR, AND FORVIKING AK195 MAIN OIL PUMP ON A.C. AIR COMPRESSOR, EWS #7 UNIT. | 266CA07AA1 | A-1 SOUTH RECLAIM FEEDER AND MOTOR LOCATED IN 7A RECLAIM TUNNEL **** SEE EQUIPMENT NOTES PAGE 6 **** *CUTTING AND WELDING PERMIT REQUIRED* | 5306 | 1FA3E38 | 4 | EA | 118.88
PETE | 5704395 | 10.500.663 | BEARINGS, ORG.PT.# S921531, 921489, REF.# 4A1 4A2, REPL.# S6559/6535 & 65761/6535 FOR INT SHAFT GEAR SIDE & PINION SIDE USED ON SPEED REDUCER ON #6 CONVEYOR DRIVE FALK MODEL 2100Y2A, RATIO 26.17/1, SPEED 1750/68, MO#6-660515-01, HP 12 | 266CA06AH0 | 6A COAL CONVEYOR HOIST **** SEE EQUIPMENT NOTES PAGE 6 **** *CUTTING AND WELDING PERMIT REQUIRED* | I54ST16617 | 2FA1A18 | 2 | EA | 69.4
PETE | 5704394 | 10.525.958 | BEARING, ORG.PT.# 921458, REF.# 1A2-1 & 1A2-2 REPL.# HM813842/HM813811 FORHS SHAFT USED ON SPEED REDUCER ON #6 CONVEYOR HOIST FALK MODEL 2100Y2A, MO# 6-660515-01, RATIO 26.17/1, 1750/68 HP 125 FOR COAL HANDLING SYSTEM. | 266CA06AH0 | 6A COAL CONVEYOR HOIST **** SEE EQUIPMENT NOTES PAGE 6 **** *CUTTING AND WELDING PERMIT REQUIRED* | I54ST16701 | 2FA1A19 | 2 | EA | 29.5
PETE | 5704352 | 10.526.190 | BEARING, #921529, REF.# 4A1 & 4A2, REPL.# H715345/H715311 FOR INT SHAFT USED ON SPEED REDUCER FOR 7A CONVEYOR, FALK MODEL 135YB2-S MO#6-660516-01,RATIO 25.80, SPEED 1750/68. | 266CA07ACB | 7A COAL CONVEYOR *** SEE EQUIPMENT NOTES PAGE #6 *** * CUTTING & WELDING PERMIT REQUIRED * | I54ST16513 | 2FA1A22 | 2 | EA | 44.88
PETE | 5704346 | 10.510.571 | SEAL, OIL, LS SHAFT, FOR FALK MODEL 135YB2-S INTERDRIVE, USED ON SPEED REDUCER FOR 8A COAL CONVEYOR, MANUFACTURER PART NO. 912735 | 266CA08ACB | 8A COAL CONVEYOR BELT *** SEE EQUIPMENT NOTES PAGE #6 *** * CUTTING & WELDING PERMIT REQUIRED * BEFORE ARC WELDING WITHIN 100 FEET OF DETECTOR. | C33UP43600 | 2FA1A23 | 1 | EA | 13.42
PETE | 5704388 | 10.501.802 | BEARINGS, ORG.PT.# 921383, REF.# 3A1 & 3A2 REPL.PT.# 639/632 FOR 1 ST INT.SHAFT USED ON SPEED REDUCER ON #6 CONVEYOR HOIST FALK MODEL 2145Y2S, MO# 6-660519, RATIO 241.9/1, SPEED 1650/6.8 HP 25 FOR COAL HANDLING SYSTEM | 266CA06AH0 | 6A COAL CONVEYOR HOIST **** SEE EQUIPMENT NOTES PAGE 6 **** *CUTTING AND WELDING PERMIT REQUIRED* | I54ST16515 | 2FA1C21 | 2 | EA | 35.06
PETE | 5704398 | 10.510.602 | SEAL, HS SHAFT, FOR FALK MODEL 2100Y2A INTERDRIVE, USED ON SPEED REDUCER FOR 6 COAL CONVEYOR, MANUFACTURER PART NO. 912680 | 266CA06ACB | 6A COAL CONVEYOR *** SEE EQUIPMENT NOTES PAGE #6 *** * CUTTING & WELDING PERMIT REQUIRED * | C33RJ56896 | 2FA1E32 | 1 | EA | 2.85
PETE | 5704353 | 10.526.191 | BEARING, #921414, REF.# 5A1 & 5A2, REPL.# 938/932 FOR LS SHAFT USED ON SPEED REDUCER FOR 7A CONVEYOR, FALK MODEL 2090Y2A, MO#6-660516-01, RATIO 25.80, SPEED 1750/68. | 266CA07ACB | 7A COAL CONVEYOR *** SEE EQUIPMENT NOTES PAGE #6 *** * CUTTING & WELDING PERMIT REQUIRED * | I54ST16506 | 2FA1G19 | 2 | EA | 137.52
PETE | 5704343 | 10.506.575 | BEARING, #921413, REF.# 4A1 & 4A2, REDUCER FOR 8A CONVEYOR, FALK MODEL 135YB2-S MO#6-660517-01, RATIO 7.467, SPEED 1750/230. | 266CA08ACB | 8A COAL CONVEYOR BELT *** SEE EQUIPMENT NOTES PAGE #6 *** * CUTTING & WELDING PERMIT REQUIRED * BEFORE ARC WELDING WITHIN 100 FEET OF DETECTOR. | I54ST16507 | 2FA1G20 | 2 | EA | 138.38
PETE | 5704301 | 10.533.712 | SEAL, OIL, PT. #12 FOR S-A ENCLOSED HOLDBACK ITEM NO. HD1A - 2 1/2" BORE FOR CONV. 6A, #1 UNIT. | 266CA06ACB | 6A COAL CONVEYOR *** SEE EQUIPMENT NOTES PAGE #6 *** * CUTTING & WELDING PERMIT REQUIRED * | N09RJ37758 | 2FA1A28 | 3 | EA | 66.54
PETE | 5704347 | 10.534.200 | SEAL, CAGE, LS SHAFT, FOR FALK MODEL 135YB2-S INTERDRIVE, USED ON SPEED REDUCER FOR 8A COAL CONVEYOR, MANUFACTURER PART NO. 242290 | 266CA08ACB | 8A COAL CONVEYOR BELT *** SEE EQUIPMENT NOTES PAGE #6 *** * CUTTING & WELDING PERMIT REQUIRED * BEFORE ARC WELDING WITHIN 100 FEET OF DETECTOR. | I54ST16501 | 2FA1D26 | 2 | EA | 70.52
PETE | 5704332 | 10.506.614 | BEARING, ORIGINAL PT.# 9221490, REF. NOS. 1A1-1 & 1A1-2, REPLACEMENT #65500/65237 FOR HS SHAFT, (ALSO USED ON 7A DRIVE) USED ON SPEED REDUCER FOR #9A COAL CONVEYOR FALK MODEL 2070Y1-S MO#6-660517-01, RATIO 7.467, SPEED 1750/230. | 266CA07ACB | 7A COAL CONVEYOR *** SEE EQUIPMENT NOTES PAGE #6 *** * CUTTING & WELDING PERMIT REQUIRED * | I54ST16415 | 2FA1B26 | 2 | EA | 33.82
PETE | 5704342 | 10.513.563 | BEARING, #921439, REF #5A1 & 5A2, REPLACEMENT H#MH237535/HM237510 FOR LS SHAFT, USED ON SPEED REDUCER FOR 8A CONVEYOR, FALK MODEL 135YB2-S, MO #6-660518-01, RATOI 27.44, SPEED 1750/63 TIMKEN CONE HM-237535 CUP HM2 CUPHM237510. | 266CA08ACB | 8A COAL CONVEYOR BELT *** SEE EQUIPMENT NOTES PAGE #6 *** * CUTTING & WELDING PERMIT REQUIRED * BEFORE ARC WELDING WITHIN 100 FEET OF DETECTOR. | I54ST19317 | SB5A3B1 | 2 | EA | 333.88
PETE | 5714298 | 10.522.235 | SHEAVE, PT #101435 USED ON DINGS MODEL 66 MAGNETIC SEPARATOR, 8A & 3B COALCONVEYORS AT PETE. | 266CA08AMM | 8A MAGNET MOTOR **** SEE EQUIPMENT NOTES PAGE #6 **** * CUTTING & WELDING PERMIT REQUIRED * | B83RV16638 | 2FA1D9 | 1 | EA | 85.78
PETE | 5714297 | 10.534.104 | SHEAVE, PT #101430 USED ON DINGS MODEL 66 MAGNETIC SEPARATOR, 8A & 3B COALCONVEYORS AT PETE. | 266CA08AMM | 8A MAGNET MOTOR **** SEE EQUIPMENT NOTES PAGE #6 **** * CUTTING & WELDING PERMIT REQUIRED * | B83GZ27221 | 2FA1F13 | 1 | EA | 52.75
PETE | 5714306 | 10.515.026 | BUSHING, TAPERLOCK, BORE- .625, TYPE- P1 | 266CA08AMM | 8A MAGNET MOTOR **** SEE EQUIPMENT NOTES PAGE #6 **** * CUTTING & WELDING PERMIT REQUIRED * | B83RV14852 | SB5A2A3 | 2 | EA | 14.96
PETE | 5505726 | 10.505.586 | TRANSFORMER, 120 VOLT, PROJECT #92062, JOHN B. LONG CO. PART NO 0061-0000. | 266CHCSS3A | 3A COAL CONV. SAMPLER **** SEE EQUIPMENT NOTES PAGE #6 **** * CUTTING & WELDING PERMIT REQUIRED * | 0061-0000 | 2FA1C12 | 2 | EA | 706.96
PETE | 5505292 | 10.507.811 | CYLINDER, RESET USED FOR SECONDARY SAMPLER #2450-0014 J. B LONG PROJECT #92062 USED ON 3 & 8 COAL CONVEYOR PETE, P/N 0045-0006. | 266CHCSS3A | 3A COAL CONV. SAMPLER **** SEE EQUIPMENT NOTES PAGE #6 **** * CUTTING & WELDING PERMIT REQUIRED * | 0045-0006 | 1FA3D20 | 2 | EA | 378.14
PETE | 5714264 | 10.503.479 | BEARING, PT #PMAJ-9 FOR 9A & 9B CONVEYORS. "DO NOT SUBSTITUTE" | 266CA09ACB | 9A COAL CONVEYOR BELT *** SEE EQUIPMENT NOTES PAGE #6 *** * CUTTING & WELDING PERMIT REQUIRED * |  | 4FA56B7 | 2 | EA | 2090.7
PETE | 7002299 | 10.512.997 | ADAPTER, BEARING, BORE- 6.4375, BNG SERIES- 222 THICKNESS- 5.038. | 266CA03ACB | 3A COAL CONVEYOR BELT *** SEE EQUIPMENT NOTES PAGE #6 *** * CUTTING & WELDING PERMIT REQUIRED * BEFORE ARC WELDING WITHIN 100 FEET OF DETECTOR. | L55CV47800 | 2FA11H15 | 2 | EA | 298.78
PETE | 5501792 | 10.517.928 | HOOK, LOAD, FOR HOIST, ROBBINS & MYERS, MODEL F-3, PART #24-00146-001 WITHSAFETY LATCH PT# 22-09917-005 FOR SN. 33726EC1 & 49438BB1 | 266CHCS00E | EAST CAR SHAKER AND MOTOR OUTSIDE THE TRACK HOPPER **** SEE EQUIPMENT NOTES PAGE 6 **** *CUTTING AND WELDING PERMIT REQUIRED* | 2065 | 2FA1D33 | 1 | EA | 707.9
PETE | 5714294 | 10.534.488 | SPLICE, FASTENER, BELT, EVERDUR IE-E USED ON DINGS MODEL 66 MAGNETIC SEPARATOR, 8A & 3B COAL CONVEYORS AT PETE. | 266CA08AMM | 8A MAGNET MOTOR **** SEE EQUIPMENT NOTES PAGE #6 **** * CUTTING & WELDING PERMIT REQUIRED * | 101835 | 2FA1D7 | 99 | EA | 710.82
PETE | 5505706 | 10.519.067 | LUBRICATOR, 1.5, FOR PRIMARY SAMPLER J. B. LONG PROJECT NO. 92062 USED ON 3 AND 8 COAL CONVEYORS PETE, P/N 0046-0017. | 266CHCSS3A | 3A COAL CONV. SAMPLER **** SEE EQUIPMENT NOTES PAGE #6 **** * CUTTING & WELDING PERMIT REQUIRED * | 0046-0017 | 1FA8G2 | 1 | EA | 190.64
PETE | 5714183 | 10.507.374 | CLIP, RETAINING P/N AD-IDL15-20-00-4100 SERIES IDLERS ON "A" SYS. CONVEYORS. | 266CA03ACB | 3A COAL CONVEYOR BELT *** SEE EQUIPMENT NOTES PAGE #6 *** * CUTTING & WELDING PERMIT REQUIRED * BEFORE ARC WELDING WITHIN 100 FEET OF DETECTOR. |  | 2FA11F51 | 27 | EA | 10.53
PETE | 5704333 | 10.510.566 | SEAL, OIL, HS SHAFT, FOR FALK MODEL 2070Y1-S INTERDRIVE, USED ON SPEED REDUCER FOR 9A,(7A) COAL CONVEYOR, MANUFACTURER PART NO. 912754 | 266CA07ACB | 7A COAL CONVEYOR *** SEE EQUIPMENT NOTES PAGE #6 *** * CUTTING & WELDING PERMIT REQUIRED * | C33RJ51576 | 2FA1E38 | 2 | EA | 6.62
PETE | 7003513 | 10.525.738 | BEARING, PILLOW BLOCK, 2-BOLT, 2-15/16 IN BORE, 9 IN BOLT HOLE CENTER, MEDIUM DUTY, 7-1/4 IN OVERALL HEIGHT | 266CA08ACB | 8A COAL CONVEYOR BELT *** SEE EQUIPMENT NOTES PAGE #6 *** * CUTTING & WELDING PERMIT REQUIRED * BEFORE ARC WELDING WITHIN 100 FEET OF DETECTOR. | MP-47 | 4FA2D13 | 3 | EA | 261.21
PETE | 5505720 | 10.523.162 | TIMER, EAGLE, PROJECT #92062, JOHN B. LONG CO. PART NO 0060-0045. | 266CHCSS3A | 3A COAL CONV. SAMPLER **** SEE EQUIPMENT NOTES PAGE #6 **** * CUTTING & WELDING PERMIT REQUIRED * | 0060-0045 | 2FA1G24 | 2 | EA | 485.04
PETE | 5704330 | 10.534.253 | SKIRT, BOARD, RUBBER, 1/8" THICK BY 6" WIDE, BF GOODRICH ARMORITE GRADE 1162, TO BE CUT FROM 48" SHEET. | 266CA03ACB | 3A COAL CONVEYOR BELT *** SEE EQUIPMENT NOTES PAGE #6 *** * CUTTING & WELDING PERMIT REQUIRED * BEFORE ARC WELDING WITHIN 100 FEET OF DETECTOR. |  | 4FA50B10 | 72 | FT | 95.76
PETE | 5704965 | 10.511.108 | SHAFT, TAIL PULLEY, FOR PETE 7B COAL CONVEYOR, DWG. #JK1955CA-171, PIECE #19. | 266CB07BCB | 7B COAL CONVEYOR BELT *** SEE EQUIPMENT NOTES PAGE #6 *** * CUTTING & WELDING PERMIT REPUIRED * |  | SB5C1D | 1 | EA | 688.01
PETE | 7002296 | 10.525.889 | BEARING, SKF 22234 CKJ C3 W33 5 15/16" FOR 8A CONV. DRIVE PULLEY. | 266CA08ACB | 8A COAL CONVEYOR BELT *** SEE EQUIPMENT NOTES PAGE #6 *** * CUTTING & WELDING PERMIT REQUIRED * BEFORE ARC WELDING WITHIN 100 FEET OF DETECTOR. | F10BL35636 | 2FA11I5 | 1 | EA | 383.5
PETE | 5714293 | 10.511.689 | TAKEUP ASSEMBLY, USED ON DINGS MODEL 66 MAGNETIC SEPARATOR, FOR PETE 8A & 3B COAL CONVEYORS, MFT. P/N 101974. | 266CA08AMM | 8A MAGNET MOTOR **** SEE EQUIPMENT NOTES PAGE #6 **** * CUTTING & WELDING PERMIT REQUIRED * | 101974 | 4FA54A1 | 5 | EA | 714.25
PETE | 5704298 | 10.501.013 | ROLLER, PART NO. 3 FOR S-A ENCLOSED HOLDBACK ITEM# HDIA-2 1/2" BORE FOR CONV. 6A, #1 UNIT. | 266CA06ACB | 6A COAL CONVEYOR *** SEE EQUIPMENT NOTES PAGE #6 *** * CUTTING & WELDING PERMIT REQUIRED * |  | 2FA1E42 | 6 | EA | 19.74
PETE | 5505728 | 10.502.620 | PLUG, CHUTE, PROJECT #92062, JOHN B. LONG CO. PART NO 0065-0008. | 266CHCSS3A | 3A COAL CONV. SAMPLER **** SEE EQUIPMENT NOTES PAGE #6 **** * CUTTING & WELDING PERMIT REQUIRED * | 0065-0008 | 2FA1H20 | 2 | EA | 465.46
PETE | 5704374 | 10.526.674 | BRAKE, ELECTRO-MAGNETIC DISC, STYLE EXG-76-11, STOCK #1-077-071-MLB, 440V.60 CYCLE, TORQUE 75 LB. FT., REPLACES BRAKE SER. #B-536448 UED ON #6 BOOM HOIST. | 266CA09ATR | 9A TRIPPER ROPE HAUL **** SEE EQUIPMENT NOTES PAGE 6 **** *CUTTING AND WELDING PERMIT REQUIRED* |  | SB1FE5 | 2 | EA | 1168.78
PETE | 5505704 | 10.536.279 | VALVE, FOR DPRIMARY SAMPLER J. B. LONG PROJECT NO. 92062 USED ON 3 AND 8 COAL CONVEYORS PETE, P/N 0046-0143. | 266CHCSS3A | 3A COAL CONV. SAMPLER **** SEE EQUIPMENT NOTES PAGE #6 **** * CUTTING & WELDING PERMIT REQUIRED * | 0046-0143 | 1FA2D8 | 2 | EA | 110.56
PETE | 5505285 | 10.514.275 | BOARD, CIRCUIT, SPEED CONTROL, FOR HOLMES CRUSHER MODEL #1601A-1, PART #1400-44 | 266MBCLTCR | COAL LAB SAMPLE CRUSHER (TRUCK COAL SAMPLE CRUSHER) | 1400-44 | 2FA5F13 | 1 | EA | 368
PETE | 5505725 | 10.510.312 | SUPPLY, POWER, 24 V, PROJECT #92062, JOHN B. LONG CO. PART NO 0061-0025. | 266CHCSS3A | 3A COAL CONV. SAMPLER **** SEE EQUIPMENT NOTES PAGE #6 **** * CUTTING & WELDING PERMIT REQUIRED * | 0061-0025 | 2FA1C19 | 1 | EA | 123.32
PETE | 5704375 | 10.502.011 | COIL, SOLENOID, 440 VAC, 60 CPS, FOR STYLE EXG STEARNS ELECTRIC BRAKE MANUFACTURER PART NO. 6-1-64408-1 S/N B-536448. | 266CA09ATR | 9A TRIPPER ROPE HAUL **** SEE EQUIPMENT NOTES PAGE 6 **** *CUTTING AND WELDING PERMIT REQUIRED* |  | 2FA1E33 | 4 | EA | 43.84
PETE | 7005373 | 10.504.095 | GRID,COUPLING, REPLACEMENT FOR FALK COUPLING TYPE1 120T20 | 266CA07ACB | 7A COAL CONVEYOR *** SEE EQUIPMENT NOTES PAGE #6 *** * CUTTING & WELDING PERMIT REQUIRED * | K62IT96480 | 1FA7H26 | 1 | EA | 251.29
PETE | 5714217 | 10.518.153 | INSERT, BEARING, FOR PETE 5A COAL CONVEYOR. | 266CA00000 | "A" COAL CONVEYING SYSTEM |  | 2FA11H13 | 4 | EA | 854.64
PETE | 5714148 | 10.528.393 | COUPLER, SHAFT 330W13 FOR FMC LINK BELT IDLER ROLLER SERIES 3628 35 DEG TROUGHED BELT ON "B" SYS COAL CONVEYORS. | 266CA07ACB | 7A COAL CONVEYOR *** SEE EQUIPMENT NOTES PAGE #6 *** * CUTTING & WELDING PERMIT REQUIRED * | I54ST12216 | 2FA11F55 | 36 | EA | 34.56
PETE | 7004600 | 10.516.524 | FASTENERS, BELT, #1 1/4 FLEXCO H.D., "E" SIZE BOX. (25 PER BOX) | 266CA02ACB | 2A COAL CONVEYOR BELT *** SEE EQUIPMENT NOTES PAGE #6 *** * CUTTING & WELDING PERMIT REQUIRED * |  | 1FA6B29 | 2 | BOX | 38.3
PETE | 5505097 | 10.528.674 | ELEMENT, COALESCING FILTER ON AIR DRYER ASSEMBLY FOR AUTOMATIC COAL SAMPLER AT PK AND PETE CONVEYORS 3&8, JB LONG CAT. #0035-0126. | 266CHCSS3A | 3A COAL CONV. SAMPLER **** SEE EQUIPMENT NOTES PAGE #6 **** * CUTTING & WELDING PERMIT REQUIRED * | 0035-0126 | 1FA2D62 | 4 | EA | 366.68
PETE | 5109554 | 10.504.025 | GASKET, HYDRAULIC OIL FILTER P/N 9188288 FOR EUCLID R35. | 277RLME140 | R35 TRUCK S/N 73140 | 9188288 | 2FA6F34 | 13 | EA | 5.07
PETE | 5501233 | 10.528.484 | DISC, FRICTION, FOR STERNS FMC STYLE EXG HOIST SIZ 72B-9 TORQUE 25 USED ONCOAL CAR SHAKER. MANUFACTURER PART NO. = 8-004-701, S/N'S 33726EC1 & 49438BB1. | 266CHCS00E | EAST CAR SHAKER AND MOTOR OUTSIDE THE TRACK HOPPER **** SEE EQUIPMENT NOTES PAGE 6 **** *CUTTING AND WELDING PERMIT REQUIRED* | 8-004-701 | 2FA1D11 | 2 | EA | 125.6
PETE | 5505288 | 10.521.141 | ROLLER, DRIVE PUSHER, PART #800-3A, FOR HOLMES CRUSHER, MODEL #1601A-1, S/N 10333 AT PETE. | 266MBCLTCR | COAL LAB SAMPLE CRUSHER (TRUCK COAL SAMPLE CRUSHER) | 800-3A | 2FA5F13 | 2 | EA | 20.8
PETE | 5505289 | 10.510.132 | PIN, PUSH ROLLER, PART #800-3C, FOR HOLMES CRUSHER, MODEL #1601A-1, S/N 10333 AT PETE. | 266MBCLTCR | COAL LAB SAMPLE CRUSHER (TRUCK COAL SAMPLE CRUSHER) | 800-3C | 2FA5F13 | 5 | EA | 90
PETE | 5704294 | 10.532.518 | PULLEY, DRIVE ASSEMBLY, 30" DIA., X 51" LONG, W/ SHAFT, LESS BEARINGS, W/ 1/2" HERRING-BONE LAGGING (HBL), FOR 7A COAL CONVEYOR. " DO NOT SUBSTITUTE" | 266CA07ACB | 7A COAL CONVEYOR *** SEE EQUIPMENT NOTES PAGE #6 *** * CUTTING & WELDING PERMIT REQUIRED * |  | SB1S | 0 | EA | 0
PETE | 5009413 | 10.515.500 | CLOTH, FILTER, 9'-10" WIDE X 151'-10" LONG, W/ HEAT SEALED TREATED EDGES & REINFORCED CLIPPER SEAM W/ FLAP & SS PIN, STYLE #S1202-PK22-L1, POLYESTER/TEFLON INPREGNATED, FOR PETE #1 & #2 DEWATERING BELT FILTER, EIMCO MODEL 3M45 EXTRACTOR. | 272GDF0100 | GDF 120-1 GYPSUM DEWATERING FILTER | XM50019 | SB1SA7 | 2 | EA | 34206.45
PETE | 5009858 | 10.534.440 | SHAFT, MIXER, COMPLETE, RUBBER COATED, W/ WELDED FLANGE COUPLING, IMPELLER HUB WELDED TO SHAFT, FOR 3800 DRIVE AGITATOR, USED ON PETE #1 & #2 SCRUBBER DISPOSAL FEED TANKS, PHILADELPHIA MIXERS CORP. MODEL 3853 S, DWG. #94DCZ0252-2. | 272DFA1100 | DFA 121-1 DISPOSAL FEED TANK AGITATOR | 3853 S | SB1SA8 | 1 | EA | 12128
PETE | 5009418 | 10.534.887 | ROLL, BELT SUPPORT, NEOPRENE, FOR PETE #1 & #2 DEWATERING BELT FILTERS, EIMCO MODEL 3M45 EXTRACTOR, S/N 64349-1. | 272GDF0100 | GDF 120-1 GYPSUM DEWATERING FILTER | 252147M1-2 | SB1SB8 | 1 | EA | 5227.5
PETE | 5009421 | 10.500.542 | ROLL, CLOTH SUPPORT, NEOPRENE, FOR PETE #1 & #2 DEWATERING BELT FILTERS, EIMCO MODEL 3M45 EXTRACTOR, S/N 64349-1. | 272GDF0100 | GDF 120-1 GYPSUM DEWATERING FILTER | 252148M1-2 | SB1SB8 | 0 | EA | 0
PETE | 5704676 | 10.520.647 | PULLEY, DRUM, 24" DIA. X 51" LONG, CROWNED FACE MINE DUTY, W/ 3/4" SMOOTH LAGGING & XT40 3-7/16" BUSHINGS, FOR PETE 7A COAL CONVEYOR. | 266CA07ACB | 7A COAL CONVEYOR *** SEE EQUIPMENT NOTES PAGE #6 *** * CUTTING & WELDING PERMIT REQUIRED * |  | SB1SC1 | 1 | EA | 2913.12
PETE | 5704670 | 10.534.386 | SHAFT, HEAD & PULLEY ASSEMBLY COMPLETE, PER DWG. AS-146675-01A, TAG B-214-HS1 FOR CONV. 2B ON COAL HANDLING SYS, STEPHENS-ADAMSON ORDER #ES-13730. | 266CB02BCB | 2B COAL CONVEYOR *** SEE EQUIPMENT NOTES PAGE #6 *** * CUTTING & WELDING PERMIT REQUIRED * | AS-146675-01A | SB1SC3 | 2 | EA | 3920
PETE | 5704704 | 10.509.954 | PULLEY, 12" DIA. X 51" LONG, FLAT FACED MINE DUTY DRUM, W/ XT 35 1-15/16" BUSHING, W/ 1/2" SMOOTH LAGGING, FOR PETE 8A COAL CONVEYOR SCALES. | 266CA08ACB | 8A COAL CONVEYOR BELT *** SEE EQUIPMENT NOTES PAGE #6 *** * CUTTING & WELDING PERMIT REQUIRED * BEFORE ARC WELDING WITHIN 100 FEET OF DETECTOR. |  | SB1SC5 | 2 | EA | 2199.5
PETE | 5704678 | 10.500.957 | PULLEY, 20" DIA X 57" LONG, S-A CURVED CROWN SPUN ENDS WITH #2535 SQUEEZE LOCK HUBS BORED TO 3 7/16" DIA. | 266CA06ACB | 6A COAL CONVEYOR *** SEE EQUIPMENT NOTES PAGE #6 *** * CUTTING & WELDING PERMIT REQUIRED * |  | SB1SC6 | 1 | EA | 626
PETE | 5704986 | 10.504.818 | PULLEY, TAIL, COMPLETE, 24" DIA. X 60", CROWN FACED MINE DUTY DRUM, W/ XT60 5-15/16" BUSHINGS & 3/4" SMOOTH LAGGING, W/ 80" SHAFT, STEPPED FOR BUSHINGS & JOURNALED TO 4-7/16" ON EACH END FOR BEARINGS, FOR PETE 7B COAL CONVEYOR. | 266CB07BCB | 7B COAL CONVEYOR BELT *** SEE EQUIPMENT NOTES PAGE #6 *** * CUTTING & WELDING PERMIT REPUIRED * | ************************* | SB1SD1 | 1 | EA | 5997.31
PETE | 5009159 | 10.533.443 | SCRAPER, FRAME ONLY, HDQC1 FOR 120" L BLADE, 156" LONG FRAME, STEEL | 272BS20205 | BSS-202-05, PIPING, DISCH. HEADER 121-1 & 2 BLEED PUMPS TO PRIMARYRY HYDROCLONE BANK. | 1125921-03M1 | SB1SD2 | 0 | EA | 0
PETE | 5704296 | 10.520.642 | PULLEY, DRIVE ASSEMBLY, 30" DIA., X 51" LONG, W/ SHAFT, FOR 9A COAL CONVEYOR. " DO NOT SUBSTITUTE" | 266CA09ACB | 9A COAL CONVEYOR BELT *** SEE EQUIPMENT NOTES PAGE #6 *** * CUTTING & WELDING PERMIT REQUIRED * |  | SB1SD3 | 2 | EA | 3686.24
PETE | 5704672 | 10.532.540 | PULLEY, DRUM, 8" X 57", FLAT FACE, MINE DUTY, W/ XT25 1-15/16" BUSHINGS, (LESS SHAFT & BEARINGS), FOR PETE COAL CONVEYORS. | 266CA03ACB | 3A COAL CONVEYOR BELT *** SEE EQUIPMENT NOTES PAGE #6 *** * CUTTING & WELDING PERMIT REQUIRED * BEFORE ARC WELDING WITHIN 100 FEET OF DETECTOR. | V07ZI47001 | SB1SD5 | 2 | EA | 2225.46
PETE | 5704985 | 10.500.958 | PULLEY, BEND, 24" DIA. X 60", CROWN FACED MINE DUTY DRUM, W/ XT60 5-15/16" BUSHINGS & 3/4" SMOOTH LAGGING, "LESS SHAFT", FOR PETE 7B COAL CONVEYOR. | 266CB07BCB | 7B COAL CONVEYOR BELT *** SEE EQUIPMENT NOTES PAGE #6 *** * CUTTING & WELDING PERMIT REPUIRED * | ************************* | SB1SD6 | 1 | EA | 3949.2
PETE | 5714394 | 10.509.959 | PULLEY, DRUM, 10" X 58", FLAT FACE CEMA DUTY, W/ XT30, 2-7/16" BUSHINGS & 69" OF 2-7/16" SHAFTING, W/ 3/8" X 3/16" X 1-1/2" KEY FOR SPROCKET END & 3/8"- 16 X 3/4" DEEP TAPPED HOLE (KEYED END), FOR PETE 8A CONVEYOR MAGNETIC SEPARATOR. |  |  |  | SB1SD6 | 1 | EA | 1028.7
PETE | 5704671 | 10.504.816 | PULLEY, DRUM, 8" X 51", FLAT FACE, MINE DUTY, W/ XT25 1-15/16" BUSHINGS, (LESS SHAFT & BEARINGS), FOR PETE COAL CONVEYORS. | 266CA08ACB | 8A COAL CONVEYOR BELT *** SEE EQUIPMENT NOTES PAGE #6 *** * CUTTING & WELDING PERMIT REQUIRED * BEFORE ARC WELDING WITHIN 100 FEET OF DETECTOR. |  | SB1SD7 | 2 | EA | 1831.19
PETE | 5704295 | 10.509.964 | PULLEY, DRUM, ASSY., 36" X 52" CROWNED FACE QUARRY DUTY, W/ 3/4" CERAMIC LAGGING & 98" OF 7-1/2" SHAFTING, W/ 2 SKF SAF 22536 6-7/16" PILLOW BLOCK BEARINGS, FOR PETE 8A COAL CONVEYOR. {HEAD PULLEY} | 266CA08ACB | 8A COAL CONVEYOR BELT *** SEE EQUIPMENT NOTES PAGE #6 *** * CUTTING & WELDING PERMIT REQUIRED * BEFORE ARC WELDING WITHIN 100 FEET OF DETECTOR. | 09-2867 | SB1SE3 | 1 | EA | 22812.59
PETE | 5704297 | 10.522.210 | SHAFT & PULLEY ASSEMBLY PER DWG. S-18242-226 (TAG L-226-BS1) PER TRIPPER ON 9A CONV. ON UNIT #1 COAL HANDLING SYSTEM S-A JOB #ES-13730. | 266CA09ACB | 9A COAL CONVEYOR BELT *** SEE EQUIPMENT NOTES PAGE #6 *** * CUTTING & WELDING PERMIT REQUIRED * | S18242226(TAG L | SB1SE5 | 2 | EA | 2737.88
PETE | 5704994 | 10.520.662 | PULLEY, 24" DIA X 57" SUPERIOR CROWN FACE QUARRY DUTY DRUM, W/ 3/4" HERRINGBONE LAGGING & XT 60 5-7/16" BUSHINGS, W/ 78" OF 5-7/16" SHAFTING W/ 2 KEYS & JOURNALED TO 4-7/16" ON EACH END, W/ (2) 4-7/16" LINKBELT PLB6871FR BEARINGS. | 266CB03BCB | 3B COAL CONVEYOR BELT *** SEE EQUIPMENT NOTES PAGE #6 *** * CUTTING & WELDING PERMIT REQUIRED * | P79PL30500 | SB1SE7 | 2 | EA | 17728.9
PETE | 5704341 | 10.513.663 | BEARING, #920640, REF.# 1AB2-51, REPL.# HYA5317TS FALK MODEL 135YB2-S MO#6-660517-01, RATIO 7.467, SPEED 1750/230. | 266CA08ACB | 8A COAL CONVEYOR BELT *** SEE EQUIPMENT NOTES PAGE #6 *** * CUTTING & WELDING PERMIT REQUIRED * BEFORE ARC WELDING WITHIN 100 FEET OF DETECTOR. |  | 2FA1C25 | 1 | EA | 90.9
PETE | 5704344 | 10.521.860 | SEAL, OIL, HS PINION, FOR FALK MODEL 135YB2-S INTERDRIVE, USED ON SPEED REDUCER FOR 8A COAL CONVEYOR, MANUFACTURER PART NO. 912759 | 266CA08ACB | 8A COAL CONVEYOR BELT *** SEE EQUIPMENT NOTES PAGE #6 *** * CUTTING & WELDING PERMIT REQUIRED * BEFORE ARC WELDING WITHIN 100 FEET OF DETECTOR. | C33RJ66108 | 2FA1E38 | 1 | EA | 6.38
PETE | 5704303 | 10.533.806 | ROLLER, PART NO. 3 FOR S-A ENCLOSED HOLDBACK ITEM# HDIA-3 15/16" BORE FOR CONV. 7A, #1 UNIT. | 266CA06ACB | 6A COAL CONVEYOR *** SEE EQUIPMENT NOTES PAGE #6 *** * CUTTING & WELDING PERMIT REQUIRED * |  | 2FA1E41 | 6 | EA | 33.9
PETE | 5704304 | 10.520.466 | PLUNGER, PART NO. 4 FOR S-A ENCLOSED HOLDBACK ITEM# HD2A-3 15/16" BORE FORCONV. 7A, #1 UNIT. | 266CA07ACB | 7A COAL CONVEYOR *** SEE EQUIPMENT NOTES PAGE #6 *** * CUTTING & WELDING PERMIT REQUIRED * |  | 2FA1E41 | 12 | EA | 15.12
PETE | 5704305 | 10.534.972 | SPRING, PT.#5 FOR S-A ENCLOSED HOLDBACK ITEM# HD2A-3 15/16" BORE FOR CONV.7A, #1 UNIT. | 266CA07ACB | 7A COAL CONVEYOR *** SEE EQUIPMENT NOTES PAGE #6 *** * CUTTING & WELDING PERMIT REQUIRED * |  | 2FA1E41 | 26 | EA | 60.06
PETE | 5704306 | 10.521.841 | SEAL, OIL, PT.# 12 FOR S-A ENCLOSED HOLDBACK ITEM# HD2A-3 15/16" BORE FOR CONV. 7A, #1 UNIT. | 266CA07ACB | 7A COAL CONVEYOR *** SEE EQUIPMENT NOTES PAGE #6 *** * CUTTING & WELDING PERMIT REQUIRED * | N09RJ38262 | 2FA1G21 | 2 | EA | 36.32
PETE | 6706437 | 10.522.006 | SLEEVE, SHAFT, STAINLESS STEEL, FOR SUBMERSIBLE GORMAN RUPP PUMP CO., MODEL S3A1 MANUFACTURER PART NO = 8742. | 266CHP0001 | 1-1 SUMP PUMP AND MOTOR,TK HPR BASEMENT GORMANN RUPP |  | 2FA4E18 | 1 | EA | 18.8
PETE | 6002581 | 10.514.240 | BOARD, INSTRUMENT, PT #1597K 51G700 FOR MODEL 551 GAGE AND COMPOUND TRANSMITTER ONLY - BOURDON TUBE ASSEMBLY. |  |  |  | 2FA17E45 | 1 | EA | 91.26
PETE | 5704389 | 10.506.858 | BEARINGS, ORG.PT.# 921311, REF.# 5A1 & 5A2 REPL.PT.# 99600/99100 USED ON SPEED REDUCER ON #6 CONVEYOR HOIST FALK MODEL 2120Y3S, MO# 6-660519, RATIO241.9/1, SPEED 1650/6.8 HP 25 FOR COAL HANDLING SYSTEM | 266CA06AH0 | 6A COAL CONVEYOR HOIST **** SEE EQUIPMENT NOTES PAGE 6 **** *CUTTING AND WELDING PERMIT REQUIRED* | I54ST16802 | 2FA1G14 | 2 | EA | 212.9
PETE | 5704300 | 10.534.971 | SPRING, PT.# 5 FOR S-A ENCLOSED HOLDBACK ITEM# HDIA-2 1/2" BORE FOR CONV. 6A, #1 UNIT. | 266CA06ACB | 6A COAL CONVEYOR *** SEE EQUIPMENT NOTES PAGE #6 *** * CUTTING & WELDING PERMIT REQUIRED * |  | 2FA1E42 | 23 | EA | 30.82
PETE | 8601011 | 10.511.575 | TUBE INSTRUMENT, ASY, DELIVERY, PT #773-928 FOR LECO SULFUR ANALYZER IN COAL LAB. | 266MBZZCL0 | COAL LAB | 773-928 | 2FA1F5 | 2 | EA | 222.72
PETE | 8601013 | 10.505.046 | SCOOP, GLASS, PT #503-032 FOR LECO SULPHUR ANALYZER IN COAL LAB. | 266MBZZCL0 | COAL LAB |  | 2FA1F6 | 2 | EA | 5.8
PETE | 8603064 | 10.535.737 | TUBE, INSTRUMENT, ASY, COMBUSTION COLLECTION, PT #773-932 FOR USE ON LECO SULFUR ANALYZER SC132 IN COAL ANALYSIS LAB. | 266MBZZCL0 | COAL LAB | 773-932 | 2FA1D5 | 3 | EA | 595.14
PETE | 8603065 | 10.531.204 | LINER, PT #529-011 FOR USE ON LECO SULFUR ANALYZER SC132 IN COAL ANALYSIS LAB. | 266MBZZCL0 | COAL LAB | 529-011 | 2FA1G4 | 5 | EA | 329.7
PETE | 8603066 | 10.535.180 | STOP, HALF BOAT, PT #529-022 FOR USE ON LECO SULFUR ANALYZER SC132 IN COALANALYSIS LAB. | 266MBZZCL0 | COAL LAB | 529-022 | 2FA1F7 | 5 | EA | 64.1
PETE | 8603067 | 10.536.147 | LANCE, INSTRUMENT, TUBE ASSY, PT #772-402 FOR LECO #SC132 SULPHUR ANALYZERIN COAL LAB. |  |  | 772-402 | 2FA1F11 | 3 | EA | 164.64
PETE | 8611027 | 10.517.383 | GASKET, FRONT, FOR HOLMES PULVERIZER - MODEL 501, S/N 36271-26, SIZE 6 X 2USED AS LABORATORY COAL PULVERIZER | 266ESCNI00 | COAL HANDLING INSTRUMENTS AND DEVICES INCLUDES ALL MEASURING, INDICATING, RECORDING OR CONTROLLING DEVICES. | 30-3 | 2FA1E5 | 3 | EA | 21.87
PETE | 8611028 | 10.500.214 | SEAL, CONTAINER W/ADHESIVE, PT #501-4. FOR HOLMES PULVERIZER - MODEL 501 S/N 36271-26, SIZE 6 X 2. USED AS LABORATORY COAL PULVERIZER. | 266ESCNI00 | COAL HANDLING INSTRUMENTS AND DEVICES INCLUDES ALL MEASURING, INDICATING, RECORDING OR CONTROLLING DEVICES. | 501-4 | 2FA1G3 | 2 | EA | 22.26
PETE | 8611029 | 10.510.414 | ROTOR, PT #501-18 FOR HOLMES PULVERIZER MODEL 501, S/N 36271-26, SIZE 6 X 2 USED AS LABORATORY COAL PULVERIZER. | 266ESCNI00 | COAL HANDLING INSTRUMENTS AND DEVICES INCLUDES ALL MEASURING, INDICATING, RECORDING OR CONTROLLING DEVICES. | 501-18 | 2FA1H3 | 1 | EA | 197
PETE | 8611032 | 10.514.952 | CHAIN, DRIVE, PT #501-55 FOR HOLMES PULVERIZER - MODEL 501, S/N 36271-26, SIZE 6 X 2 USED AS LABORATORY COAL PULVERIZER. | 266ESCNI00 | COAL HANDLING INSTRUMENTS AND DEVICES INCLUDES ALL MEASURING, INDICATING, RECORDING OR CONTROLLING DEVICES. | 501-55 | 2FA1E6 | 1 | EA | 10.97
PETE | 8611033 | 10.525.680 | BEARING,BALL,SINGLE ROW,RADIAL,LIGHT SERIES, 15 MM BORE,1 SEAL | 266ESCNI00 | COAL HANDLING INSTRUMENTS AND DEVICES INCLUDES ALL MEASURING, INDICATING, RECORDING OR CONTROLLING DEVICES. | F07BH25218 | 2FA1E6 | 2 | EA | 16.84
PETE | 8611034 | 10.525.921 | BELT, DRIVE, PT #500-69 FOR HOLMES PULVERIZER - MODEL 501, S/N 36271-26, SIZE 6 X 2 USED AS LABORATORY COAL PULVERIZER. | 266ESCNI00 | COAL HANDLING INSTRUMENTS AND DEVICES INCLUDES ALL MEASURING, INDICATING, RECORDING OR CONTROLLING DEVICES. | B83FB07453 | 2FA1E6 | 2 | EA | 32
PETE | 8611040 | 10.534.095 | SHAFT, ROTO PT #501-63 FOR HOLMES PULVERIZER, USED TO GRIND COAL SAMPLES IN PETE COAL LAB. | 266ESCNI00 | COAL HANDLING INSTRUMENTS AND DEVICES INCLUDES ALL MEASURING, INDICATING, RECORDING OR CONTROLLING DEVICES. | ************************* | 2FA1E7 | 1 | EA | 144
PETE | 8611041 | 10.505.007 | RING, RETAINING SNAP PT #501-62 & 500-62 FOR HOLMES PULVERIZER, USED TO GRIND COAL SAMPLES IN PETE COAL LAB. | 266ESCNI00 | COAL HANDLING INSTRUMENTS AND DEVICES INCLUDES ALL MEASURING, INDICATING, RECORDING OR CONTROLLING DEVICES. | ************************* | 2FA1E7 | 2 | ST | 5
PETE | 8611042 | 10.530.287 | HOUSING, ROTOR BEARING PT #501-60 FOR HOLMES PULVERIZER, USED TO GRIND COAL SAMPLES IN PETE COAL LAB. | 266ESCNI00 | COAL HANDLING INSTRUMENTS AND DEVICES INCLUDES ALL MEASURING, INDICATING, RECORDING OR CONTROLLING DEVICES. | ************************* | 2FA1E7 | 1 | EA | 185
PETE | 3711055 | 10.535.612 | TAPE, DEMAND METER, 60 MIN., G-E 9889524G3, TYPE PD 55 FOR NET MEGAWATT PRINTERS. |  |  | 9889524003 | 1FA16E15 | 25 | EA | 184
PETE | 3711136 | 10.510.660 | RIBBON, PRINTER, (12 PER CASE), FOR GYPSUM & COAL SCALES. |  |  | SF01B | 1FA11B1 | 38 | EA | 129.96
PETE | 3711139 | 10.504.966 | RIBBON, PRINTER, COLOR, FOR USE ON DAS AND MAX 1 ALARM PRINTERS. OKIDATA MICROLINE 590/591 RIBBON NO. 52106002. |  |  |  | 1FA11G3 | 42 | EA | 1153.74
PETE | 5714245 | 10.532.511 | PULLEY ASSY, DRIVE, COMPLETELY ASSEMBLED INCLUDING BEARINGS & SHAFT, SIZE 30" DIA X 51" LONG, PT #PMAA-19 FOR 9A CONVEYOR "DO NOT SUBSTITUTE". | 266CA09ACB | 9A COAL CONVEYOR BELT *** SEE EQUIPMENT NOTES PAGE #6 *** * CUTTING & WELDING PERMIT REQUIRED * |  | SB1SC1 | 1 | EA | 2275.08
PETE | 5714250 | 10.504.813 | PULLEY ASSY, TRIPPER BEND, COMPLETELY ASSEMBLED INCLUDING BEARINGS & SHAFT, SIZE 30" DIA X 51" LONG, PT #PMAA-24 FOR 9A CONVEYOR. "DO NOT SUBSTITUTE". | 266CA09ACB | 9A COAL CONVEYOR BELT *** SEE EQUIPMENT NOTES PAGE #6 *** * CUTTING & WELDING PERMIT REQUIRED * |  | SB1SE7 | 0 | EA | 0
PETE | 5714251 | 10.532.512 | PULLEY ASSY, TRIPPER DISCHARGE, COMPLETELY ASSEMBLED INCLUDING BEARINGS & SHAFT, SIZE 30" DIA X 51" LONG, PT #PMAA-25 FOR 9A CONVEYOR. "DO NOT SUBSTITUTE". | 266CA09ACB | 9A COAL CONVEYOR BELT *** SEE EQUIPMENT NOTES PAGE #6 *** * CUTTING & WELDING PERMIT REQUIRED * |  | SB1SE3 | 1 | EA | 3176.57
PETE | 5714252 | 10.520.636 | PULLEY ASSY, TROUGH BEND, OCMPLETELY ASSEMBLED INCLUDING BEARINGS & SHAFT,SIZE 18" DIA X 51" LONG, PT #PMAA-26 FOR 9A CONVEYOR. "DO NOT SUBSTITUTE". | 266CA09ACB | 9A COAL CONVEYOR BELT *** SEE EQUIPMENT NOTES PAGE #6 *** * CUTTING & WELDING PERMIT REQUIRED * |  | SB1SB6 | 1 | EA | 1178.34
PETE | 5714253 | 10.520.635 | PULLEY ASSY, RETURNBEND, COMPLETELY ASSEMBLED INCLUDING BEARINGS & SHAFT, SIZE 18" DIA X 51" LONG, PT #PMAA-27 FOR 9A CONVEYOR. "DO NOT SUBSTITUTE". | 266CA09ACB | 9A COAL CONVEYOR BELT *** SEE EQUIPMENT NOTES PAGE #6 *** * CUTTING & WELDING PERMIT REQUIRED * |  | SB1SB7 | 1 | EA | 1915.4
PETE | 5009569 | 10.519.937 | PLATE, HEAD, FOR FEED HEAD LINING, ITEM #1 MARK # R-54-0590-4, USED ON PETE #1 & #2 SCRUBBER LIMESTONE BALL MILLS. | 272BML0100 | BML 120-1 LIMESTONE BALL MILL *** CONFINED SPACE ENTRY *** *** SEE NOTES PAGE 6 *** | 98007 | SB3K1C3 | 0 | EA | 0
PETE | 5009570 | 10.513.200 | BAR, LIFTER, 40" LONG, FOR FEED HEAD LINING, ITEM #2, MARK #R-50-1262-4-01, USED ON PETE #1 & #2 SCRUBBER LIMESTONE BALL MILLS. | 272BML0100 | BML 120-1 LIMESTONE BALL MILL *** CONFINED SPACE ENTRY *** *** SEE NOTES PAGE 6 *** | 153971 | SB3K1A8 | 8 | EA | 2300.64
PETE | 5009572 | 10.520.424 | PLUG, LINER, RUBBER, 3" X 2" LONG, FOR FEED HEAD LINING, ITEM #12, MARK #67-0060-4-02, USED ON PETE #1 & #2 SCRUBBER LIMESTONE BALL MILLS. | 272BML0100 | BML 120-1 LIMESTONE BALL MILL *** CONFINED SPACE ENTRY *** *** SEE NOTES PAGE 6 *** | 98107 | SB3C2A4 | 13 | EA | 303.94
PETE | 5009573 | 10.522.066 | SEGMENT, FILLING, FOR FEED & DISCHARGE HEAD LININGS, ITEM #13, MARK #R-5670430-4, USED ON PETE #1 & #2 SCRUBBER LIMESTONE BALL MILLS. {NOTE: ONE EA. = ONE FT.} | 272BML0100 | BML 120-1 LIMESTONE BALL MILL *** CONFINED SPACE ENTRY *** *** SEE NOTES PAGE 6 *** | 98010 | SB3K1C8 | 0 | EA | 0
PETE | 5009574 | 10.532.615 | PLATE, LINER, TRUNNION FACE, FOR FEED HEAD LININGS, ITEM #9, MARK #R-57-0268-2, USED ON PETE #1 & #2 SCRUBBER LIMESTONE BALL MILLS. | 272BML0100 | BML 120-1 LIMESTONE BALL MILL *** CONFINED SPACE ENTRY *** *** SEE NOTES PAGE 6 *** | 98009 | SB3K1A7 | 1 | EA | 4440.87
PETE | 5009576 | 10.515.077 | BUSHING, LINER, RUBBER, 2" X 1" LONG, FOR SHELL, FEED & DISCHARGE HEAD LININGS, ITEM #5, MARK #R-67-0008-4-09, USED ON PETE #1 & #2 SCRUBBER LIMESTONE BALL MILLS. | 272BML0100 | BML 120-1 LIMESTONE BALL MILL *** CONFINED SPACE ENTRY *** *** SEE NOTES PAGE 6 *** | 09184 | SB3C2A4 | 0 | EA | 0
PETE | 5009577 | 10.509.804 | PLATE, LINER, 55-1/4" LONG, FOR SHELL LINING, ITEM #14, MARK #R-52-0561-4-02, USED ON PETE #1 & #2 SCRUBBER LIMESTONE BALL MILLS. | 272BML0100 | BML 120-1 LIMESTONE BALL MILL *** CONFINED SPACE ENTRY *** *** SEE NOTES PAGE 6 *** | 98011 | SB3K1C1 | 0 | EA | 0
PETE | 5009578 | 10.519.936 | PLATE, LINER, 21-3/4" LONG, FOR SHELL LINING, ITEM #15, MARK R-52-0561-4-03, USED ON PETE #1 & #2 SCRUBBER LIMESTONE BALL MILLS. | 272BML0100 | BML 120-1 LIMESTONE BALL MILL *** CONFINED SPACE ENTRY *** *** SEE NOTES PAGE 6 *** | 98012 | SB3K1B5 | 0 | EA | 0
PETE | 5009582 | 10.525.515 | BAR, LIFTER, 6.5" X 6" X 55" LONG, RIC/A, FOR SHELL LINING, ITEM #19, MARK #R-50-1181-4-03, USED ON PETE #1 & #2 SCRUBBER LIMESTONE BALL MILLS. | 272BML0100 | BML 120-1 LIMESTONE BALL MILL *** CONFINED SPACE ENTRY *** *** SEE NOTES PAGE 6 *** | 153968 / Q89412 | SB3K1C5 | 37 | EA | 10883.92
PETE | 5009583 | 10.525.513 | BAR, LIFTER, 27-1/2" LONG, FOR SHELL LINING, ITEM #20, MARK #R-50-1181-4-04, USED ON PETE #1 & #2 SCRUBBER LIMESTONE BALL MILLS. | 272BML0100 | BML 120-1 LIMESTONE BALL MILL *** CONFINED SPACE ENTRY *** *** SEE NOTES PAGE 6 *** | 89413 | SB3K1A5 | 0 | EA | 0
PETE | 5009588 | 10.502.605 | PLATE, HEAD, FOR DISCHARGE HEAD LINING, ITEM #25, MARK #R-54-0591-4-02, USED ON PETE #1 & #2 SCRUBBER LIMESTONE BALL MILLS. | 272BML0100 | BML 120-1 LIMESTONE BALL MILL *** CONFINED SPACE ENTRY *** *** SEE NOTES PAGE 6 *** | 98021 | SB3K1B3 | 0 | EA | 0
PETE | 5009589 | 10.525.512 | BAR, LIFTER, FOR DISCHARGE HEAD LINING, ITEM #26, MARK #R-50-1262-4-02, USED ON PETE #1 & #2 SCRUBBER LIMESTONE BALL MILLS. | 272BML0100 | BML 120-1 LIMESTONE BALL MILL *** CONFINED SPACE ENTRY *** *** SEE NOTES PAGE 6 *** | 98022 | SB3K1B3 | 0 | EA | 0
PETE | 5009502 | 10.518.444 | IDLER, TROUGHING, ASSEMBLY, 35 DEG. X 30", RUBBER CUSHION, FOR PETE #1 & #2 SCRUBBER RECLAIM (120-7 & 120-8) & SILO FEED CONVEYORS. | 272CNV0070 | CNV 120-7 GHS RECLAIM CONVEYOR. ( 24" DW-45 TPH ) | 3630-30 | SB3D1B2 | 1 | EA | 483.91
PETE | 5009503 | 10.518.460 | IDLER, TROUGHING, 35 DEG., STEEL ROLLS, FOR PETE SCRUBBER LIMESTONE & RECLAIM CONVEYORS. | 272CNV0070 | CNV 120-7 GHS RECLAIM CONVEYOR. ( 24" DW-45 TPH ) | 3628-30 | SB3D1B1 | 4 | EA | 518.36
PETE | 5009504 | 10.509.256 | IDLER, ASSEMBLY, 35 DEG. TROUGH POSITIVE ACTION, FMC P/N 3632-30. USED ONCNV 120-7 RECLAIM CONVEYOR UNIT 1 & 2 SCRUBBER. | 272CNV0070 | CNV 120-7 GHS RECLAIM CONVEYOR. ( 24" DW-45 TPH ) | 3632-30 | SB3D1B2 | 1 | EA | 276
PETE | 5009505 | 10.518.454 | IDLER, RETURN, STEEL, FOR PETE #1 & #2 SCRUBBER LIMESTONE CONVEYOR 120-7 & SILO FEED CONVEYOR 120-8. | 272CNV0070 | CNV 120-7 GHS RECLAIM CONVEYOR. ( 24" DW-45 TPH ) | 3617-30 | SB3C2B2 | 3 | EA | 199.8
PETE | 5009506 | 10.530.744 | IDLER, RETURN, TRAINER, STEEL TREAD, POSITIVE ACTION, FOR PETE #1 & #2 SCRUBBER LIMESTONE CONVEYOR (120-7). | 272CNV0070 | CNV 120-7 GHS RECLAIM CONVEYOR. ( 24" DW-45 TPH ) | 3620-30 | SB3D1D2 | 1 | EA | 442.11
PETE | 5009507 | 10.504.665 | IDLER, ASSEMBLY, VARIABLE TROUGH, FMC P/N 3606-24. USED ON CNV 120-12 & 13 GYPSUM STACKOUT CONVEYOR UNIT 1 & 2 SCRUBBER. | 272CNV0120 | CNV 120-12 GYPSUM STACKOUT CONVEYOR ( 24" BW-90 TPH ) | 3606-24 | SB3D1B3 | 1 | EA | 304.08
PETE | 5009508 | 10.509.263 | IDLER, RETURN STEEL, FOR PETE DEWATERING GYPSUM STACKOUT CONVEYORS 120-12 & -13. | 272CNV0090 | CNV 120-9 GYPSUM TRAN. CONVEYOR ( 24" DW-45 TPH ) | 3617-24 | SB3C2B2 | 2 | EA | 125.58
PETE | 5009509 | 10.518.453 | IDLER, RETURN, 24" STEEL TRAINER, POSITIVE ACTION TYPE, FOR PETE GYPSUM TRANSFER CONVEYORS 120-9, -10 & -11 & GYPSUM STACKOUT CONVEYORS 120-12 & -13. | 272CNV0090 | CNV 120-9 GYPSUM TRAN. CONVEYOR ( 24" DW-45 TPH ) | 3620-24 | SB3D1B2 | 4 | EA | 1054.92
PETE | 5009510 | 10.530.329 | IDLER, ASSEMBLY, 35 DEG TROUGH TRAINER, FMC P/N 3637-30. USED ON CNV 120-8 SILO FEED CONVEYOR UNIT 1 & 2 SCRUBBER. | 272CNV0080 | CNV 120-8 (LHS) SILO FEED CONVEYOR ( 30" DW- TPH ) | 3637-30 | SB3D1B2 | 1 | EA | 276
PETE | 5009512 | 10.518.455 | IDLER, RETURN, 24" STEEL TRAINER, FOR PETE #1 & #2 GYPSUM DEWATERING REVERSE TRANSFER CONVEYOR 120-10. | 272CNV0090 | CNV 120-9 GYPSUM TRAN. CONVEYOR ( 24" DW-45 TPH ) | C3626-24 | SB3D1C1 | 1 | EA | 1720.54
PETE | 5009513 | 10.504.666 | IDLER, 35 DEG TROUGH TRAINER, USED ON CNV 120-8 LIMESTONE SILO FEED CONVEYOR, PETE 1&2 SCRUBBER. | 272CNV0080 | CNV 120-8 (LHS) SILO FEED CONVEYOR ( 30" DW- TPH ) | 1740-622-BD SPECIAL | SB3E1B2 | 1 | EA | 291.84
PETE | 5009515 | 10.509.265 | IDLER, TROUGHING, 20 DEG. X 24", 6" CAN, REGREASABLE, FOR PETE #1 & #2 GYPSUM DEWATERING TRANSFER CONVEYORS, 120-9, -10 & -11. | 272CNV0090 | CNV 120-9 GYPSUM TRAN. CONVEYOR ( 24" DW-45 TPH ) | C3601-24 | SB3E1B1 | 4 | EA | 1813.36
PETE | 5009516 | 10.530.332 | IDLER, ASSEMBLY, 20 DEG. X 24", W/ 6" CAN, CEMA C, TROUGHING TRAINING CARRIER, W/ ACTUATING SHOE, FOR PETE #1 & #2 GYPSUM DEWATERING TRANSFER CONVEYORS 120-9, -10 & -11. | 272CNV0090 | CNV 120-9 GYPSUM TRAN. CONVEYOR ( 24" DW-45 TPH ) | 816-20EA-24 | SB3E1B2 | 2 | EA | 2100.53
PETE | 5009518 | 10.502.368 | IDLER, ASSEMBLY, 20 DEG. TROUGH, FMC P/N D3605-48. USED ON CNV 120-6 TRUCK HOPPER FEEDER CONVEYOR UNIT 1 & 2 SCRUBBER. | 272FDR0060 | FDR-120-6 GHS TRUCK HOPPER FEEDER CONVEYOR. | D3605-48 | SB3D1B3 | 1 | EA | 212.57
PETE | 5009519 | 10.518.442 | IDLER, ASSEMBLY, 20 DEG. TROUGH RUBBER, FMC P/N D3605RC-48. USED ON CNV 120-6 TRUCK HOPPER FEEDER CONVEYOR UNIT 1 & 2 SCRUBBER. | 272FDR0060 | FDR-120-6 GHS TRUCK HOPPER FEEDER CONVEYOR. | D3605RC-48 | SB3D1B3 | 1 | EA | 343.07
PETE | 5009520 | 10.509.257 | IDLER, ASSEMBLY, 35 DEG. TROUGH RUBBER, FMC P/N 3630-24. USED ON CNV 120-12 & 13 GYPSUM STACKOUT CONVEYOR UNIT 1 & 2 SCRUBBER. | 272CNV0120 | CNV 120-12 GYPSUM STACKOUT CONVEYOR ( 24" BW-90 TPH ) | 3630-24 | SB3D1B1 | 1 | EA | 232.65
PETE | 5009521 | 10.530.331 | IDLER, ASSEMBLY, 35 DEG. TROUGH STEEL, FMC P/N 3628-24. USED ON CNV 120-12 & 13 GYPSUM STACKOUT CONVEYOR UNIT 1 & 2 SCRUBBER. | 272CNV0120 | CNV 120-12 GYPSUM STACKOUT CONVEYOR ( 24" BW-90 TPH ) | 3628-24 | SB3D1B1 | 5 | EA | 603.9
PETE | 5009522 | 10.518.441 | IDLER, ASSEMBLY, VARIABLE TROUGH STEEL, FMC P/N 3632-24. USED ON CNV 120-12 & 13 GYPSUM STACKOUT CONVEYOR UNIT 1 & 2 SCRUBBER. | 272CNV0120 | CNV 120-12 GYPSUM STACKOUT CONVEYOR ( 24" BW-90 TPH ) | 3632-24 | SB3D1B3 | 1 | EA | 256.83
PETE | 5009523 | 10.518.458 | ROLL, GUIDE, 1-7/8" DIA. X 6" LONG, W/ 3/4" SHAFT, FOR 3000 SRS TROUGHING & RETURN TRAINING IDLERS, USED ON PETE GYPSUM, SCRUBBER LIMESTONE & COAL HANDLING CONVEYOR SYSTEMS. | 266CB03BCB | 3B COAL CONVEYOR BELT *** SEE EQUIPMENT NOTES PAGE #6 *** * CUTTING & WELDING PERMIT REQUIRED * | 1726X25A | SB3C2A2 | 8 | EA | 872.96
PETE | 5009524 | 10.521.126 | ROLL, 6" RUBBER CUSHION 94D, FMC P/N 1730-326-D. FOR IDLER ASS'Y 3630-30.USED ON CNV 120-7 RECLAIM AND CNV 120-8 SILO FEED CONVEYORS UNIT 1 & 2 SCRUBBER. | 272CNV0070 | CNV 120-7 GHS RECLAIM CONVEYOR. ( 24" DW-45 TPH ) | 1730-326-D | SB3C2A2 | 2 | EA | 155.58
PETE | 5009525 | 10.510.404 | ROLLER, 6" STEEL 303-D, FMC P/N 1730-285-D. FOR IDLER ASS'Y 3628-30, 3632-30 & 3637-30. USED ON CNV 120-7 RECLAIM AND CNV 120-8 SILO FEED CONVEYOR UNIT 1 & 2 SCRUBBER. | 272CNV0070 | CNV 120-7 GHS RECLAIM CONVEYOR. ( 24" DW-45 TPH ) | 1730-285-D | SB3C2B2 | 2 | EA | 74.88
PETE | 5009527 | 10.530.338 | ROLL, IDLER, 6" X 8-3/4" STEEL REPLACEMENT CAN, FOR IDLER ASSEMBLIES 3601-24, 3607-24, 3628-24 & 3632-24, USED ON PETE GYPSUM DEWATERING TRANSFER & STOCKOUT CONVEYORS 120-9, -10, -11, -12 & -13. | 272CNV0090 | CNV 120-9 GYPSUM TRAN. CONVEYOR ( 24" DW-45 TPH ) | 1730-285-C | SB3C2A2 | 11 | EA | 612.92
PETE | 5009528 | 10.521.127 | ROLL, 6" STEEL, FMC P/N 1730-285-W. FOR IDLER ASS'Y D3605-48 & D3605RC-48. USED ON CNV 120-6 TRUCK HOPPER FEEDER CONVEYOR UNIT 1 & 2 SCRUBBER. | 272FDR0060 | FDR-120-6 GHS TRUCK HOPPER FEEDER CONVEYOR. | 1730-285-W | SB3C2B2 | 1 | EA | 30
PETE | 5009529 | 10.510.399 | ROLL, 6" STEEL CENTER, FMC P/N 1730-342-K. FOR IDLER ASS'Y D3605-48. USED ON CNV 120-6 TRUCK HOPPER FEEDER CONVEYOR UNIT 1 & 2 SCRUBBER. | 272FDR0060 | FDR-120-6 GHS TRUCK HOPPER FEEDER CONVEYOR. | 1730-342-K | SB3C2B2 | 1 | EA | 125.49
PETE | 5009530 | 10.533.799 | ROLL, 6" RUBBER, CENTER 539-G, FMC P/N 1730-361-L. FOR IDLER ASS'Y D3605RC-48. USED ON CNV 120-6 TRUCK HOPPER FEEDER CONVEYOR UNIT 1 & 2 SCRUBBER. | 272FDR0060 | FDR-120-6 GHS TRUCK HOPPER FEEDER CONVEYOR. | 1730-361-L | SB3C2B2 | 1 | EA | 319.33
PETE | 5009531 | 10.530.742 | IDLER, RETURN, SIDE GUIDE (1 PAIR), FOR PETE COAL HANDLING COAL CONVEYORS & PETE #1 & #2 SCRUBBER LIMESTONE TRUCK HOPPER FEEDER CONVEYORS. | 272FDR0060 | FDR-120-6 GHS TRUCK HOPPER FEEDER CONVEYOR. | R-1 | SB3C2A2 | 4 | PAA | 899.52
PETE | 5009532 | 10.526.147 | BEARING, PILLOW BLOCK, 5-7/16", 4-BOLT, FOR PETE #1 & #2 SCRUBBER LIMESTONE RECLAIM CONVEYOR 120-7. | 272CNV0070 | CNV 120-7 GHS RECLAIM CONVEYOR. ( 24" DW-45 TPH ) | SAF22532 | SB3Q1C1 | 2 | EA | 3872
PETE | 5009533 | 10.503.137 | BACKSTOP, CONVEYOR, MARLAND P/N BC-27MA W/TORQUE ARM, BORE 5.4390"/5.4405"W/1 1/4" X 5/8" KEY WAY C.W. ROTATION USED ON CNV 120-7 RECLAIM CONVEYOR UNIT 1 & 2 SCRUBBER. | 272CNV0070 | CNV 120-7 GHS RECLAIM CONVEYOR. ( 24" DW-45 TPH ) | BC-27AM | SB3Q1B3 | 1 | EA | 9230
PETE | 5009534 | 10.509.965 | PULLEY, DRIVE, 30" DIA X 54" WIDE, FF WITH 2 EA. PXT60 HUBS BORED TO 5.4375", WITH 1/2" HBG LAGGING AND 89.00" X 5.4375", SHAFT WITH 3 KEYWAYS AND 2 +JOURNALS MACH. TO 4.4375" AND 1 JOURNAL MACH. TO | 272FDR0060 | FDR-120-6 GHS TRUCK HOPPER FEEDER CONVEYOR. | 210796-1 | SB1SC3 | 1 | EA | 2719
PETE | 5009535 | 10.532.942 | PULLEY, TAIL, DRUM 30" DIA X 54" WIDE, CF WITH 2 EA PXT45 HUBS BORED TO 4.4375 " AND 78.300" X 4.4375", 1-D & T SHAFT W/O KEYWAYS WITH 2 JOURNALS +MACH. TO 3.4375" PER PRINT. P/N 210796-2. USED ON | 272FDR0060 | FDR-120-6 GHS TRUCK HOPPER FEEDER CONVEYOR. | 210796-2 | SB1SE8 | 1 | EA | 1531
PETE | 5009536 | 10.532.532 | PULLEY, DRUM, 30" DIA X 36" WIDE, CROWN FACE MINE DUTY, W/ XT70 6-1/2" BUSHINGS, W/ 79" OF 6-1/2" SHAFTING JOURNALED, KEYED, DRILLED & TAPPED, FOR PETE #1 & #2 SCRUBBER LIMESTONE RECLAIM CONVEYOR. | 272CNV0070 | CNV 120-7 GHS RECLAIM CONVEYOR. ( 24" DW-45 TPH ) | 210796-3 | SB1SC6 | 1 | EA | 6928.7
PETE | 5009537 | 10.520.667 | PULLEY, TAKE UP, DRUM 18" DIA X 54" WIDE,K CF WITH 2 EA PXT50 HUBS BORED TO 4.9375" AND 53.500" X 4.9375" SHAFT W/O KEYWAYS WITH 2 JOURNALS MACH. TO +3.9375" PER PRINT. P/N 210796-4 USED ON CNV 120-7 | 272CNV0070 | CNV 120-7 GHS RECLAIM CONVEYOR. ( 24" DW-45 TPH ) | 210796-4 | SB1SE6 | 1 | EA | 1059
PETE | 5009538 | 10.520.654 | PULLEY, BEND, DRUM 18" DIA X 36" WIDE, CF WITH 2 EA PXT45 HUBS BORED TO 4.4375" AND 53.100" X 4.4375" SHAFT W/O KEYWAYS WITH 2 JOURNALS MACH. TO +3.4375" PER PRINT. P/N 210796-5 USED ON CNV 120-7 | 272CNV0070 | CNV 120-7 GHS RECLAIM CONVEYOR. ( 24" DW-45 TPH ) | 210796-5 | SB1SB7 | 1 | EA | 1029
PETE | 5009539 | 10.520.665 | PULLEY, TAIL, DRUM 18" DIA X 36" WIDE, CF WITH 2 EA. PXT60 HUBS BORED TO 4.9375" AND 56.600" X 4.9375", 1-D & T SHAFT W/O KEYWAYS WITH 2 JOURNALS +MACH. TO 3.937" PER PRINT. P/N 210796-6 USED ON | 272CNV0070 | CNV 120-7 GHS RECLAIM CONVEYOR. ( 24" DW-45 TPH ) | 210796-6 | SB1SB7 | 1 | EA | 1111
PETE | 5009540 | 10.532.537 | PULLEY, DRIVE, DRUM 24" DIA X 36" WIDE, FF WITH 2 EA. PXT40 HUBS BORED TO 3.93 75", 1/2 HBG LAGGING AND 63.300", X 3.9375" SHAFT WITH 3 KEYWAYS WITH2 +JOURNALS MACH. TO 3.4375" AND 1 JOURNAL MACH. TO | 272CNV0080 | CNV 120-8 (LHS) SILO FEED CONVEYOR ( 30" DW- TPH ) | 210796-7 | SB1SE6 | 1 | EA | 1294
PETE | 5009541 | 10.502.646 | PULLEY, TAIL, DRUM 24" DIA X 36" WIDE, CF WITH 2 EA. PXT40 HUBS BORED TO 3.9375", AND 56.300" X 3.9374" 1-D & T SHAFT W/O KEYWAYS WITH 2 JOURNALS +MACH. TO 3.4375" PER PRINT. P/N 210796-8 USED ON | 272CNV0080 | CNV 120-8 (LHS) SILO FEED CONVEYOR ( 30" DW- TPH ) | 210796-8 | SB1SC8 | 1 | EA | 884
PETE | 5009542 | 10.532.536 | PULLEY, DRIVE, DRUM 24" DIA X 30" WIDE, FF WITH 2 EA. PXT30 HUBS BORED TO 2.9375", WITH 1/2" HBG LAGGING AND 53.900" X 2.9375" SHAFT W/3 KEYWAYS +WITH 1 JOURNAL MACH. TO 2.1250" PER PRINT. | 272CNV0090 | CNV 120-9 GYPSUM TRAN. CONVEYOR ( 24" DW-45 TPH ) | 210796-9 | SB1SC8 | 2 | EA | 1702
PETE | 5009543 | 10.520.666 | PULLEY, TAIL, DRUM, 24" DIA. X 30" WIDE, CROWN FACED, MINE DUTY, W/ XT35 2-15/16" HUBS, 50" OF 2-15/16" SHAFTING. 2 KEYS-MC, 1-3/8-16NCDT, FOR PETE DEWATERING GYPSUM TRANSFER CONVEYORS, 120-9, -10 & -11. | 272CNV0090 | CNV 120-9 GYPSUM TRAN. CONVEYOR ( 24" DW-45 TPH ) | 210796-10 | SB1SD8 | 1 | EA | 1558.17
PETE | 5009544 | 10.520.660 | PULLEY, DRIVE, DRUM 24" DIA X 30" WIDE, FF WITH 2 PXT30 HUBS BORED TO 2.9375", W/1/2" HBG LAGGING AND 53.900" X 2.9375" SHAFT W/3 KEYWATS WITH 1+JOURANAL MACH. TO 2.1250" PER PRINT. P/N 210796-11 | 272CNV0100 | CNV 120-10 GYPSUM REV. TRAN. CONVEYOR ( 24" DW-45 TPH ) | 210796-11 | SB1SE8 | 1 | EA | 894
PETE | 5009545 | 10.509.966 | PULLEY, DRIVE, DRUM 24" DIA X 30" WIDE, FF WITH 2 EA. PXT40 HUBS BORED TO 3.9375", 1/2" HBG LAGGING AND 65.000" X 3.9375 SHAFT W/4 KEYWAYS AND 2-D &+T PER PRINT. P/N 210796-12. USED ON CNV 120-12 & | 272CNV0120 | CNV 120-12 GYPSUM STACKOUT CONVEYOR ( 24" BW-90 TPH ) | 210796-12 | SB1SC7 | 1 | EA | 1294
PETE | 5009546 | 10.532.534 | PULLEY, TAKE UP, DRUM 18" DIA X 30" WIDE, CF WITH 2 EA. PXT30 HUBS BORED TO 2.9375", AND 42.800" X 2.9375 SHAFT W/O KEYWAYS PER PRINT. P/N 210796-13 +USED ON CNV 120-12 & 13 GYPSUM STACKOUT CONVEYOR. | 272CNV0120 | CNV 120-12 GYPSUM STACKOUT CONVEYOR ( 24" BW-90 TPH ) | 210796-13 | SB1SE5 | 1 | EA | 415
PETE | 5009547 | 10.532.530 | PULLEY, BEND, DRUM 12" DIA X 30" WIDE, CF WITH 2 EA. PXT30 HUBS BORED TO 2.9375" WITH 44.800" X 2.9375 SHAFT W/O KEYWAYS PER PRINT. P/N 210796-14 +USED ON 120-12 & 13 GYPSUM STACKOUT CONVEYOR UNIT. | 272CNV0120 | CNV 120-12 GYPSUM STACKOUT CONVEYOR ( 24" BW-90 TPH ) | 210796-14 | SB1SE4 | 1 | EA | 437
PETE | 5009548 | 10.532.941 | PULLEY, TAIL, DRUM 18" DIA X 30" WIDE, CF WITH PXT35 HUBS BORED TO 3.4375"WITH 49.800" X 3.4375" SHAFT 1-D & T W/O KEYWAYS WITH 2 JOURNALS MACH. +TO2.9375" PER PRINT. P/N 210796-15 USED ON CNV | 272CNV0120 | CNV 120-12 GYPSUM STACKOUT CONVEYOR ( 24" BW-90 TPH ) | 210796-15 | SB1SE5 | 1 | EA | 614
PETE | 5513897 | 10.506.391 | ARM, SUSPENSION, FOR PENNSYLVANIA CRUSHER CORP. TK15-44BD COAL CRUSHERS, 1-1 & 1-2, S/N 3107-08 & 4179-80, DWG. #L-0702-01. | 266CACC11C | 1-1 COAL CRUSHER *** SEE EQUIPMENT NOTES PAGE #6 *** * CUTTING & WELDING PERMIT REQUIRED * | 522579-16 | SB1HF9 | 50 | EA | 57511.5
PETE | 5009559 | 10.508.638 | REDUCER, OFFSET PARALLEL SHAFT, TYPE R, MODEL TDS-T13, INPUT HP: 150, INPUT RPM:1750, EXACT GEAR RATIO: 38.895, OUTPUT RPM: 45, MECH. HP +CAPACITY: 282, DUPLICATE OF 94R59115, FOR PETE #1 & #2 LIMESTONE RECLAIM CONVEYOR 120-7. | 272CNV0070 | CNV 120-7 GHS RECLAIM CONVEYOR. ( 24" DW-45 TPH ) | TDS-T13 | SB1GF6 | 2 | EA | 56158.58
PETE | 5009298 | 10.506.910 | BEARING, MAIN, BRONZE INSERT, 76" X 19", FOR PETE #1 & #2 SCRUBBER LIMESTONE BALL MILLS, FULLER-TRAYLOR MODEL, S/N 91-20048-726-01 & -02, SIZE 12' X 25'-6". | 272BML0100 | BML 120-1 LIMESTONE BALL MILL *** CONFINED SPACE ENTRY *** *** SEE NOTES PAGE 6 *** | 726-81-3-3319-01 | SB1DF6 | 2 | EA | 55899
PETE | 5009001 | 10.530.848 | LINER, PUMP, COVER PLATE, FOR PETE #1 & #2 SCRUBBER ABSORBER RECYCLE PUMPS, WARMAN PUMPS MODEL 650TUL RAAM 5310, S/N MDS12052MM. | 272RCP1100 | RCP 121-1 ABS ABSORBER RECYCLE PUMP. | UL65018R26-M | SB5B | 2 | EA | 53844.3
PETE | 5009005 | 10.507.150 | BUSHING, PUMP, THROATBUSH, DP1 METRIC, FOR PETE #1 & #2 SCRUBBER ABSORBER RECYCLE PUMPS, WARMAN PUMPS MODEL 650TUL RAAM 5310, S/N MDS12052MM. | 272RCP1100 | RCP 121-1 ABS ABSORBER RECYCLE PUMP. | UL65083MDP1A49 | SB3Q1C2 | 1 | EA | 39965.57
PETE | 5714201 | 10.502.001 | CLUTCH, SYNCRODRIVE WITH LUBE SYSTEM ACCESSORY ONLY MODEL H-12-20 S/N 902224 H.P. RATING 200 1780 RPM ORDER #700325-1 FOR DRIVE UNIT FOR 7-B CONV. | 266CB07BCB | 7B COAL CONVEYOR BELT *** SEE EQUIPMENT NOTES PAGE #6 *** * CUTTING & WELDING PERMIT REPUIRED * | H-12-20 | SB1LF3 | 1 | EA | 38450
PETE | 5714356 | 10.518.952 | MOTOR, ELECTRIC, 250 HP, 4160 VAC, 3-PHASE, 60HZ, TEFC, 1780 RPM, 5807S FRAME, 1.0 SF, FOR PETE 8A COAL CONVEYOR. | 266CA08ACM | 8A COAL CONVEYOR MOTOR INCLUDES MOTOR AND CONTROLS. *** SERIALIZED EQUIPMENT SEE NOTES PAGE-6 *** | 07-2043-52 | SB5B | 1 | EA | 36980
PETE | 5714396 | 10.504.556 | REDUCER, GEAR, SPEED, 25.8 :1 RATIO, FALK MODEL 2090Y, FOR DRIVE PULLEY, USED ON PETE 7A COAL CONVEYOR. |  |  | 2090Y2-L-25.8 :1 | SB3L2C1 | 1 | EA | 32076.9
PETE | 5704135 | 10.517.606 | INTERDRIVE, GEAR REDUCER, FALK MODEL 2100Y2-LD, PARALLEL SHAFT, 25.95 RATIO, 1750 INPUT RPM, 67.4 OUTPUT RPM, 125 HP, FOR PETE 6A COAL CONVEYOR. |  |  | M.O.00-068367 | SB1LF4 | 1 | EA | 28165.59
PETE | 5513896 | 10.528.511 | DISC, SPACING, FOR PENNSYLVANIA CRUSHER CORP. TK15-44BD COAL CRUSHERS, 1-1 & 1-2, S/N 3107-08 & 4179-80, DWG. #L-0702-01. | 266CACC11C | 1-1 COAL CRUSHER *** SEE EQUIPMENT NOTES PAGE #6 *** * CUTTING & WELDING PERMIT REQUIRED * | 523370-01 | SB1HD9 | 52 | EA | 27248
PETE | 5714232 | 10.511.114 | INTERDRIVE, PARALLEL SHAFT SPEED FOR 3B CONVEYOR, REPLACES FMC LINK-BELT RENITORO REDUCER, S/N HA4-05530-A, SIZE & MODEL HD3000-67, RATIO 23.6, SERV. FAC. 1.25, AGMA H.P. 23.125, INPUT RPM 1700. | 266CB03BCB | 3B COAL CONVEYOR BELT *** SEE EQUIPMENT NOTES PAGE #6 *** * CUTTING & WELDING PERMIT REQUIRED * | HD3000-67 | SB5B2 | 1 | EA | 24562.11
PETE | 5714230 | 10.530.493 | INTERDRIVE, SEW EURODRIVE REDUCER, W/ FALK 1020G20 (HIGH SPEED) REDUCER COUPLING HALF & FALK 1040G20 (LOW SPEED) REDUCER COUPLING HALF, BOTH COUPLING HALVES TO BE SHRINK FITTED TO RESPECTIVE SHAFTS. | 266CB08BCB | 8B COAL CONVEYOR BELT *** SEE EQUIPMENT NOTES PAGE #6 *** * CUTTING & WELDING PERMIT REQUIRED * BEFORE ARC WELDING WITHIN 100 FEED OF DETECTOR. 8 B CONVEYOR TAKE UP WEIGHT IS 9,000# |  | SB1GF3 | 1 | EA | 30100
PETE | 5009144 | 10.518.436 | HYDROCLONE, PRIMARY, COMPLETE, FOR PETE #1 & #2 SCRUBBERS MILL SLURRY, KREBS CYCLONE MODEL D6B-12-839-XZ. (NOTE: PETE #1 S/N 52735 THRU 52748 = 14 UNITS / PETE #2 S/N 52749 THRU 52764 = 16 UNITS) | 272PH52735 | PHB 121-1-1 PRIMARY CYCLONE. | D6B-12-839-XZ | SB3L2B2 | 3 | EA | 25156.89
PETE | 5009002 | 10.518.564 | LINER, PUMP, FRAME PLATE, FOR PETE #1 & #2 SCRUBBER ABSORBER RECYCLE PUMPS, WARMAN PUMPS MODEL 650TUL RAAM 5310, S/N MDS12052MM. | 272RCP1100 | RCP 121-1 ABS ABSORBER RECYCLE PUMP. | UL65043R26-M | SB5B | 2 | EA | 52194.07
PETE | 5714355 | 10.508.086 | INTERDRIVE, ASSEMBLY, COMPLETE, W/ 2 SEW EURODRIVE MC3RLSF-09 RA REDUCERS, (2 EA.) FALK FLEXSTEEL SIZE 1100T10 HIGH SPEED & (2 EA.) 1160T10 LOW SPEED COUPLINGS, FOR PETE 8A COAL CONVEYOR. | 266CA08ACM | 8A COAL CONVEYOR MOTOR INCLUDES MOTOR AND CONTROLS. *** SERIALIZED EQUIPMENT SEE NOTES PAGE-6 *** | 9709079A | SB1LF2 | 1 | EA | 51527.94
PETE | 5205515 | 10.519.276 | MOTOR, 849 HP, 3600 RPM, 5010 FRAME, 4000 VOLT, 3 PH |  |  |  | SB3 P | 1 | EA | 88141.19
PETE | 5009995 | 10.531.270 | MOTOR, ABSORBER RECYCLE PUMP, 1000 HP, 1200 RPM, 4000 V, 8311 FRAME, USED ON UNITS 1 & 2 SCRUBBER, GE PART # 5K83111476501. | 272RCM1100 | RCP 121-1 ABS ABSORBER RECYCLE PUMP MOTOR. INCLUDES MOTOR AND ALL ASSOC. EQUIPMENT: | 5K83111476501 | SB3 O | 1 | EA | 76258.5
PETE | 5009983 | 10.519.933 | PLATE, FRAME, USED ON PETE 1&2 FGD RECYCLE PPS (WARMAN MODEL 650TUL). | 272RCP1100 | RCP 121-1 ABS ABSORBER RECYCLE PUMP. | UL65032D21 | SB3 FLOOR | 1 | EA | 75748.88
PETE | 5009860 | 10.529.929 | GEARBOX, REDUCER, 4.235:1 RATIO, FALK "RENEW" MODEL 2139Y1, FOR PETE #1 & #2 SCRUBBER RECYCLE PUMPS. | 272RCP1100 | RCP 121-1 ABS ABSORBER RECYCLE PUMP. | 2139Y1-LS4.235:1 ''RENEW'' | SB5B | 1 | EA | 63871
PETE | 5513898 | 10.533.829 | ROTOR, CRUSHER, ASSEMBLY, RIGHT OR LEFT HAND, FOR PETE "A" & "B" SYSTEMS COAL CRUSHERS, PENNSYLVANIA CRUSHER CORP. MODEL TK15-44BD, S/N'S 3701 / 3708 & 4179 / 4180. | 266CACC11C | 1-1 COAL CRUSHER *** SEE EQUIPMENT NOTES PAGE #6 *** * CUTTING & WELDING PERMIT REQUIRED * | 02BSN3107-072AA | SB5B | 1 | EA | 61077
PETE | 5009900 | 10.513.443 | AGITATOR, SIDE ENTRY, COMPLETE ASSY., EKATO MODEL HWL2100, FOR PETE #2 SCRUBBER TOWER. | 272ABA2100 | ABA 122-1 ABSORBER AGITATOR | HWL100-R | SB4 | 1 | EA | 77400
PETE | 5714189 | 10.526.369 | BELTING, CONVEYOR, 48" WIDE X 1100 FT., ORIENTAL MAXX TUFF, 4 PLY, 440 Piw, 1/4" X 1/8", FIRE RETARDANT 2G (110) COVERS, FOR PETE 7A COAL CONVEYOR, LENGTH TOLERANCE -0% TO +2%. (DO NOT SUBSTITUTE) | 266CA07ACB | 7A COAL CONVEYOR *** SEE EQUIPMENT NOTES PAGE #6 *** * CUTTING & WELDING PERMIT REQUIRED * |  | SB4 | 1100 | FT | 48367
PETE | 5009670 | 10.506.637 | BELT, CONVEYOR, 24" X 35 FT., 2-PLY, 220 PIW, 3/16 X 1/16, W/ FLEXCO RIVIT LACED MECHANICAL SPLICE & 3" HIGH SBR SIDEWALL INSTALLED ON EACH EDGE, FOR PETE #1 & #2 SCRUBBER LIMESTONE WEIGH FEEDERS. | 272LSW0100 | LSW-120-1 WEIGHFEEDER, LIMESTONE | 24M2-220-3/16-1/16G2 (10002) | SB4 | 2 | EA | 7872.45
PETE | 5714185 | 10.513.604 | BELT, CONVEYOR, SIZE- 20" W, DESC- 28 OZ RUBBER DESC- 1/32, TOP & BOTTOM COVER | 266CA09ACB | 9A COAL CONVEYOR BELT *** SEE EQUIPMENT NOTES PAGE #6 *** * CUTTING & WELDING PERMIT REQUIRED * |  | SB4 | 740 | FT | 3596.4
PETE | 5714184 | 10.525.915 | BELT, CONVEYOR, SIZE- 18" W, DESC- 28 OZ RUBBER DESC- 1/32, TOP & BOTTOM COVER | 266CA09ACB | 9A COAL CONVEYOR BELT *** SEE EQUIPMENT NOTES PAGE #6 *** * CUTTING & WELDING PERMIT REQUIRED * |  | SB4 | 740 | FT | 2775
PETE | 5009962 | 10.529.938 | GEARBOX, SCRUBBER, FALK RENEW MODEL 2139Y1-LS-4.000:1 RATIO, USED ON PETE 1&2 FGD SCRUBBERS, ABSORBER RECYCLE PUMPS. | 272RCP1100 | RCP 121-1 ABS ABSORBER RECYCLE PUMP. | MO-94-065653-01 | SB3K1C3 | 1 | EA | 75998.34
PETE | 5009861 | 10.529.879 | GEAR, PINION, MAIN DRIVE ASSY. COMPLETE W/BEARINGS, SEALS, THRUST RING, DRIVE HUB (DOES NOT INCL BRG HOUSINGS) FOR PETE 1 & 2 BALL MILLS, FULLER-TRAYLOR MODEL, S/N 91-20048-726-01 & -02, SIZE 12' X 25'-6". | 272BML0100 | BML 120-1 LIMESTONE BALL MILL *** CONFINED SPACE ENTRY *** *** SEE NOTES PAGE 6 *** |  | SB3C | 1 | EA | 120500
PETE | 5205304 | 10.531.045 | MIXER, FGD MATERIALS, SHAFT MATERIAL COATED STEEL, FRP, SHAFT DIAMETER 5.5", FGD EQUALIZATION TANK | 245FET1M1A | FGD EQUALIZATION TANK 1 MIXER 1A. | HCM2500-36-20HP FGD | SB3 O | 3 | EA | 282066
PETE | 5009152 | 10.518.986 | MOTOR, ABSORBER RECY. PUMP, 1250HP, 1200RPM, 4000V, 8311 FRAME | 272MST0100 | MST 120-1 MILL SLURRY TANK *** CONFINED SPACE ENTRY *** *** SEE NOTES PAGE 6 *** | 5K83111486501 | SB3 O | 1 | EA | 89365
PETE | 5009963 | 10.518.048 | GEARBOX, SCRUBBER, FALK RENEW MODEL 2139Y1-LS-4.500:1 RATIO, USED ON PETE 1&2 FGD SCRUBBERS, ABSORBER RECYCLE PUMPS. | 272RCP1100 | RCP 121-1 ABS ABSORBER RECYCLE PUMP. | MO-94-065656-01 | SB3 C | 1 | EA | 75998.34
PETE | 5009299 | 10.529.918 | GEAR, BULL, "FABRICATED" FOR PETE 1 & 2 BALL MILLS, FULLER-TRAYLOR MODEL, S/N 91-20048-726-01 & 02, SIZE 12" X 25'6" | 272BML0100 | BML 120-1 LIMESTONE BALL MILL *** CONFINED SPACE ENTRY *** *** SEE NOTES PAGE 6 *** | TBA | SB1IB1 | 1 | EA | 253493.5
PETE | 5601877 | 10.033.245 | GASKET REPLACEMENT KIT, BECK DRIVE POSITIONERS, S/N 11-409-130823-21-0X CONTROL DRIVES, PETE 1 ID FAN INLET DAMPERS. |  |  | 20-3110-03 | 4FA5D32 | 1 | EA | 15.2
PETE | 5005897 | 10.041.504 | BUSHING, ROD KIT, FOR AIR-OP DIVERTER ACTIVATOR MOSIER, MODEL J933, TYPE PETE 4 SO2 MANUFACTURER PART NO = RBK-25 |  |  | RBK-25 | 2FA19H34 | 3 | EA | 33.33
PETE | 5701937 | 10.041.562 | GLASS, OBSERVATION, MARK #695610, FOR WATER-TIGHT POKE DOOR ON PETE #2 PYRITE ASH HOPPERS, A-S-H CONTRACT #A-60901. | 203AHBHH0A | UNIT 3 (A) BOTTOM ASH HOPPER ***CONFINED SPACE ENTRY*** ***SEE NOTES PAGE 6*** | 15052 | 1FA7B15 | 6 | EA | 864.24
PETE | 5701855 | 10.041.880 | GASKET, PIPING, 4", FOR PETE PYRITE & BOTTOM ASH SYSTEMS, A-S-H CONTRACT #CA2345. | 203AHTKP01 | 3-1 PYRITE HOPPER AND CATEGORY'S OF THE HOPPER | 4897-1 | 1FA7A12 | 6 | EA | 84.24
PETE | 5006966 | 10.044.126 | COUPLING FLANGE, TWO PER SET, MOTOR TO PUMP COUPLING, PETE #5 BALL MILL MAKEUP WATER BOOSTER PUMP. | 204MUP401A | MAKEUP WATER BOOSTER PUMP MUP-44-01A | 8SC35 | 2FA23C19 | 2 | EA | 180.24
PETE | 5005691 | 10.047.902 | GASKET, END COVER, FOR PUMP WARMAN PUMPS, MODEL 100RV-SPR, SIZE SUMP MANUFACTURER PART NO = RV025S14 | 204RBSU041 | P404-1 FGD AREA DRAINAGE SUMP PUMP, LOCATED BETWEEN 4-2 ID FAN AND "C" QUENCHER SUMP | RV-025S14 | 2FA16E47 | 2 | EA | 64.8
PETE | 5603960 | 10.049.182 | KIT, REPAIR, PT #R667X000702 FOR FISHER VALVES. | 204AHVD81A | DOV 81A WALL COOLING SPRAY PIPE FLUSHING VALVES FROM THE ASH HOPPER PUMPS LOCATED SOUTH OF "A" ASH HOPPER AGAINST THE HOPPER | R667X000702 | 2FA25G5 | 1 | EA | 11.6
PETE | 5301644 | 10.049.423 | PIN, ROLL, FOR COPES-VULCAN, MODEL RW-5E (MODIFIED) GEAR BOX ASSY MANUFACTURER PART NO = 96227 | 203BSSBA01 | A-1 "A" ROW WALL SOOTBLOWER | 096227 | 2FA19F1 | 9 | EA | 1.98
PETE | 5005637 | 10.052.635 | BEARING, PUMP, {SET}, FOR PETE #4 SCRUBBER REAGENT FEED PUMPS, WARMAN PUMPS MODEL 6/4EAH. | 204RDRWP01 | P412-1 RETURN WATER PUMP | 6580 6535 | 2FA16A22 | 2 | EA | 293.2
PETE | 3910126 | 10.052.663 | CUP, BEARING, ITEM T4-20 FOR CRANE TELEDYNE MOTOR OPERATED VALVES, MODEL T4-02, S.O. 950046, S/N T-1144, UNIT #1. BEARING # TIMKEN L44610 |  |  | L44610 | 1FA10E66 | 8 | EA | 25.92
PETE | 5005520 | 10.052.670 | BEARING, CUP, FOR PETE #4 CSI THICKNER RAKE ASSY., DENVER EQUIPMENT MODEL #CRB72-D, RC #190-0112, SEQ #13. | 204RDTHDE0 | THICKNER DRIVE MAIN BULL GEAR | 56650 | 4FA2I18 | 2 | EA | 81.7
PETE | 5006969 | 10.053.370 | COUPLING, INSERT, RUBBER, MOTOR TO PUMP COUPLING, PETE #5 BALL MILL MAKEUP WATER BOOSTER PUMP. | 204MUP401A | MAKEUP WATER BOOSTER PUMP MUP-44-01A | 8J | 2FA23A4 | 1 | EA | 58.49
PETE | 5005699 | 10.054.285 | SEAL, BEARING, FOR SUMP PUMP WARMAN PUMPS, MODEL 100RV-SPR MANUFACTURER PART NO = RV089S10 | 204RBSU042 | P404-2 FGD AREA DRAINAGE SUMP PUMP. | RV-089S10 | 2FA16D22 | 3 | EA | 113.4
PETE | 6101232 | 10.056.071 | GAUGE, PRESSURE, RANGE- 0- 100, FACE/MATL- 2IN CONNECTION- 0.25IN L | 203AHASSTR | ASH SLUICE PUMPS SUCTION STRAINER | 20-1005-02L 0-100# | 2FA22E3 | 29 | EA | 350.61
PETE | 2203142 | 10.058.882 | BRUSH, WIRE, 3-1/2" KNOT WIRE CUP, .023" STEEL WIRE, 5/8" - 11UNC., RATED @ 13,000 RPM. (DO NOT SUBSTITUTE) |  |  | 13156 | 1FA9C8 | 6 | EA | 159.48
PETE | 6002103 | 10.061.963 | TRANSDUCER, CASE EXPANSION, W/ ENCLOSED DC LVDT, FOR BENTLY NEVADA VIBRATION MONITORING SYSTEM (TSI), USED ON PETE #3 & #4 G.E. TURBINES, S/N 170 X 583 / 755. (SEDX-A, SEDX-B) |  |  | 24765-02-00 | 1FA5C41 | 1 | EA | 2098
PETE | 5404903 | 10.062.431 | BLOCK, CONTACT, FURNAS CAT. #52BAK FOR SOOT BLOWERS, UNIT #3 & 4. |  |  | 52BAK | 1FA5F25 | 4 | EA | 54.52
PETE | 2002058 | 10.064.140 | FUSE, CARTRIDGE, FERRULE, MIDGET, 5A, 600V, FAST-ACTING, 13/32" X 1-1/2", BUSS KTK-5 OR EQUAL. | 203ESSG0G1 | UNIT 3 6.9KV SWITCHGEAR G-1 - ECC RETROFIT JOB FOR 3-1 BOOSTER FAN AND TR-FF3A TRANSFORMER. BUS AND ENCLOSURES ALL CUBICLES, BREAKERS AND COMPONENTS. INSTALLED 2014. | KTK-5 | 1FA5E7 | 21 | EA | 132.72
PETE | 6716978 | 10.064.169 | FUSE, MIDGET, 250V, 2 AMP, FOR 2-2 BFP SOFT STARTER | 203SBS0000 | PARENT TO PETE UNIT 3 SBS (SODIUM BASED SOLUTION), WET SORBENT INJECTION SYSTEM EQUIPMENT INSTALLED IN 2014 TO COMPLY WITH THE "MERCURY AND AIR TOXICS STANDARDS" (MATS). | FNM2 | 2FA5E20 | 10 | EA | 28.9
PETE | 2003128 | 10.064.224 | FUSE, CARTRIDGE, FERRULE, 2 A, 600 V, DUAL-ELEMENT TIME-DELAY, 3/16" X 5", BUSS FRS-R2 OR EQUAL. | 204MBHOCM0 | UNIT 4 PULVERIZER HOIST | FRS-R-2 | 1FA5A23 | 10 | EA | 48.9
PETE | 5003449 | 10.064.244 | FUSE, CARTRIDGE, GLASS BODY, 5A, 250V, TIME-DELAY, 1/4" X 1-1/4", BUSS MDL-5 OR EQUAL. | 203RIFGDI0 | UNIT #3 FGD INSTRUMENTS(PH, FLOWS, TEMP, PRESS. VIBRATION, ETC. | MDL-5 | 1FA5F5 | 14 | EA | 12.88
PETE | 2213074 | 10.065.376 | HANGER, MINERALLAC, #4, FOR 1 1/2" CONDUIT, CADIUM PLATED. |  |  | 6H4B | 1FA8G26 | 22 | EA | 7.48
PETE | 4002382 | 10.065.455 | COVER, RECEPTACLE, SINGLE GANG MOUNT, DUPLEX, WEATHERPROOF. {DO NOT SUBSTITUTE} | 203RWFA000 | UNIT #3 FLYASH SILO INCLUDES SILO AND ALL ASSOCIATED EQUIPMENT BLOWERS, FEEDERS AND EQUIPMENT.. | WLRD1 | 1FA4C16 | 33 | EA | 145.2
PETE | 5606295 | 10.067.215 | RELAY, 120 VAC COIL, 10 AMP CONTACTS POTTER & BRUMFIELD TYPE K.R.P.A., 8 PIN, 11AG-120 ONLY. FOR CONDENSER CHLORINATOR PROGRAM PANEL UNIT 1 WATER TREATMENT AT PETE, ALSO USED AT VARIOUS OTHER LOCATIONS. | 204RWSUF4A | P104A FILTRATE SUMP PUMP MCC 101 FILTRATE SUMP PUMP P-104A | KRPA-11AG-120 | 2FA7E9 | 6 | EA | 79.38
PETE | 5702880 | 10.067.259 | GASKET, COUPLING, 8" NUVALOY, HIGH TEMP, FOR ECONOMIZER ASH HOPPER PIPING, USED ON EWS #7 & PETE #4 TOP ASH SYSTEMS, PER UC CONTR. #510-54411-4E. | 203BHAH000 | PARENT TO UNIT 3 FABRIC FILTER ASH HANDLING EQUIPMENT | 17339-1 | 1FA6G6 | 18 | EA | 945
PETE | 5706815 | 10.067.264 | GASKET KIT, ASH FEED, 12" - 6", FOR PETE 3&4 FLY ASH SILO'S, UCC DWG. #3-1941-228-1. | 203AHFU031 | 3-1 ROTARY DUSTLESS UNLOADER | 41023-7 | 2FA5I8 | 3 | EA | 157.2
PETE | 5711301 | 10.067.288 | ELBOW, PIPING, 4" X 90 DEG., DURITE, FOR PETE #3 & #4 BOTTOM ASH SYSTEMS, PER UC PO 54674-4. | 203AHTKP01 | 3-1 PYRITE HOPPER AND CATEGORY'S OF THE HOPPER | 170266 | SB1RE3 | 3 | EA | 1386
PETE | 5702022 | 10.067.289 | ELBOW, PIPE, LONG RADIUS, 4" X 45 DEG., FOR EWS #5 & #6 & PETE #3 & #4 PYRITE HOPPERS & BOTTOM ASH PIPING, PER UC PO 54674-4. | 203AHTKP01 | 3-1 PYRITE HOPPER AND CATEGORY'S OF THE HOPPER | 4K1-1 | SB1RE3 | 2 | EA | 689
PETE | 5721013 | 10.067.294 | TEE, PIPING, 8", DURITE "C", FOR PETE #3 PYRITE HOLDING TANK. | 203AHTKP00 | UNIT 3 PYRITE HOLDING TANK. NORTH OF 3-6 PULV. | 170268 | SB1QE10 | 2 | EA | 1412
PETE | 5721522 | 10.067.296 | ELBOW, ASH SYSTEM, 8" X 45 DEG., IMPACT, FOR INLET TO AIR SEPARATOR, USED ON PETE #4 ASH SYSTEM. | 204AHEH000 | UNIT 4 ECONOMIZER ASH SYSTEM | 17952 | SB1RB5 | 1 | EA | 852.17
PETE | 5702612 | 10.067.298 | ELBOW, PIPING, 8" X 45 DEG., FOR PETE #2, #3 & #4 BOTTOM ASH SYSTEMS. | 203AHPGEHD | ECONOMIZER HOPPER DISCHARGE PIPING AND WET LINE | 170130 | SB1QE9 | 1 | EA | 901
PETE | 5711315 | 10.067.305 | ELBOW, PIPE, 10" X 90 DEG., FOR PETE #3 & #4 IUCS/CSI FLYASH SILO PIPING, PER UC PO 54674-4. | 203AHPGFA0 | FLY ASH DISCHARGE PIPING TO SILO. | 17929 | SB1RB5 | 2 | EA | 1892
PETE | 5721541 | 10.067.308 | BODY, LATERAL, SOLID, 10" X 45 DEG., FOR PETE #4 TOP ASH DISCHARGE PIPING. | 204AHVYG11 | AG-11 PRECIP TOP ASH FROM 4-2 SIDE PRECIPS | 170251 | SB1RB1 | 1 | EA | 1476
PETE | 5702922 | 10.067.309 | PIPE, ASH, 4" X 18 FT. LONG, NUVALOY, FOR EWS #7 & PETE BOTTOM ASH SYSTEMS. | 203AHTKP01 | 3-1 PYRITE HOPPER AND CATEGORY'S OF THE HOPPER | 174001 | SB1 YARD | 43 | FT | 4321.38
PETE | 5702924 | 10.067.311 | PIPE, ASH, 8" X 18 FT. LONG, NUVALOY, FOR EWS #7 & PETE BOTTOM ASH SYSTEMS. | 203AH00000 | UNIT 3 ASH HANDLING SYSTEM | 174005 | SB1 RACK | 18 | FT | 2165.03
PETE | 5701687 | 10.067.316 | SEAT, GATE, FOR FLYASH DIFFUSER FEEDER, USED ON EWS #7 & PETE #3 & #4 ELECTROSTATIC PRECIPITATOR DISCHARGE HOPPERS, PER UC DWG. #510-54411-4E. | 203AHFFA01 | A-1 PRECIP HOPPER AND NUVA FEEDER | 15516-1 | 1FA25D8 | 9 | EA | 2629.35
PETE | 5711245 | 10.067.317 | DISC, GATE, FOR FLYASH DIFFUSER FEEDER, USED ON EWS #7 & PETE #3 & #4 ELECTROSTATIC PRECIPITATOR DISCHARGE HOPPERS, PER UC DWG. #510-54411-4E. | 203AHFFA01 | A-1 PRECIP HOPPER AND NUVA FEEDER | 1512-157 | 1FA25B8 | 9 | EA | 1545.2
PETE | 5701704 | 10.067.318 | SPACER, SPHERICAL, FOR FLYASH DIFFUSER, USED ON PETE #3 & #4 ELECTROSTATIC PRECIPITATOR DISCHARGE HOPPERS, PER UC DWG. 5-1512-106. | 203AHFFA01 | A-1 PRECIP HOPPER AND NUVA FEEDER | 15468 | 1FA3F51 | 26 | EA | 443.33
PETE | 5711250 | 10.067.333 | WASHER, 408221-1. FOR FLY ASH DIFFUSER FEEDER (5-1512-106) AS FURNISHED ONU.C.C. P.O. 54674-4. FOR ASH HANDLING SYS PETE #3. | 203AHFFA01 | A-1 PRECIP HOPPER AND NUVA FEEDER | 408221-1 | 1FA3F13 | 84 | EA | 100.8
PETE | 5701542 | 10.067.350 | DIFFUSER, STONE, BASIC, FLYASH (COMPLETE W/ HARDWARE), FOR DISCHARGE HOPPERS, USED ON PETE #3 & #4 & EWS #7 ELECTROSTATIC PRECIPITATORS, PER UC DWG. #3-3802-4. | 203AHFFA01 | A-1 PRECIP HOPPER AND NUVA FEEDER | 3802-4 | SB1ID6 | 11 | EA | 5034.89
PETE | 5702032 | 10.067.372 | CLAMP, FLANGE, "HALF", FOR 4" DURITE PIPE, USED ON PETE #3 & #4 BOTTOM ASH SYSTEMS. | 203AHNZ000 | BOTTOM ASH SYSTEM FLUSHING NOZZLES | 170216 | 1FA7H20 | 3 | EA | 72.7
PETE | 5711538 | 10.067.419 | CLAMP, "FLANGE HALF", FOR 8" DURITE PIPE, USED ON PETE #2, #3 & #4 BOTTOM ASH SYSTEMS, DWG. #70211, PER UC PO 54674-4. | 204AHBGG0B | "B" HOPPER BOTTOM ASH CLINKER CRUSHER | 170211 | 4FA54B7 | 3 | EA | 66.08
PETE | 5701206 | 10.067.425 | PACKING, VALVE KNIFE GATE, 8", 40D, PETE 2&3 BAGHOUSE. | 203BCOMP01 | UNIT 3 FABRIC FILTER COMPARTMENT #1, CONTAINS 34 ROWS OF 40 FILTER BAGS SUPPORTED ON WIRE CAGES, TOTAL OF 1360 BAGS. BAGS ARE 29.75' LONG, 5" DIAMETER. COMPARTMENTS ARE NUMBERED SO. TO NO., EAST TO WEST, S.E. IS #1, N.E.. IS #2. 2PI-FF-1801 DIFF.PRESS.GA | 406168-50 | 2FA11C39 | 6 | EA | 52.5
PETE | 5701106 | 10.067.437 | CONE- FLOW, KNIFE GATE VALVE, 8", 40D, PETE 2&3 BAGHOUSE. | 203BCOMP01 | UNIT 3 FABRIC FILTER COMPARTMENT #1, CONTAINS 34 ROWS OF 40 FILTER BAGS SUPPORTED ON WIRE CAGES, TOTAL OF 1360 BAGS. BAGS ARE 29.75' LONG, 5" DIAMETER. COMPARTMENTS ARE NUMBERED SO. TO NO., EAST TO WEST, S.E. IS #1, N.E.. IS #2. 2PI-FF-1801 DIFF.PRESS.GA | 191810-3-4 | 2FA11C34 | 2 | EA | 1008
PETE | 5706820 | 10.067.441 | PACKING, SQUARE, USED ON PADDLE MIXER/UNLOADER 4050 AT PETE 3&4 FLY ASH SILO, UCC DWG. #5-6200-88-10 | 203AHFU031 | 3-1 ROTARY DUSTLESS UNLOADER | 406168-63 | 2FA6A21 | 8 | EA | 112
PETE | 5702726 | 10.067.470 | PIPE, DURITE, SIZE- 8, LENGTH- 24 IN | 203AH00000 | UNIT 3 ASH HANDLING SYSTEM | 174108-240 | SB1QE8 | 1 | EA | 394.58
PETE | 5711523 | 10.067.473 | PIPE, DURITE, 8" DIA. X 9" LONG, W/ BEVELED ENDS, FOR PETE #3 PYRITE HOLDING TANK. | 203AHFAS0P | PRECIPITATOR AIR ASH SEPARATOR | 174108-90 | SB1RB4 | 1 | EA | 293
PETE | 5701230 | 10.067.476 | ELBOW, 8", 15 DEG., USED ON PETE 2&3 BAGHOUSE ASH SYSTEM, PRESSURE CONVEYOR LINE SEGMENT 2. | 203BCOMP01 | UNIT 3 FABRIC FILTER COMPARTMENT #1, CONTAINS 34 ROWS OF 40 FILTER BAGS SUPPORTED ON WIRE CAGES, TOTAL OF 1360 BAGS. BAGS ARE 29.75' LONG, 5" DIAMETER. COMPARTMENTS ARE NUMBERED SO. TO NO., EAST TO WEST, S.E. IS #1, N.E.. IS #2. 2PI-FF-1801 DIFF.PRESS.GA | 8M2-1 | SB1NC3 | 1 | EA | 480
PETE | 5304482 | 10.067.806 | RELAY, 60HZ, 4-POLE, FOR LOGIC PANEL, ALLEN BRADLEY CO. MODEL. | 203AHTA000 | UNIT 3 TOP ASH SYSTEM | 700-N400A1 | 2FA9B7 | 2 | EA | 807.56
PETE | 5003768 | 10.067.852 | ELEMENT, OVERLOAD HEATER, CUTLER-HAMMER H-1030 FOR #3, SO2 SCRUBBER RECYCLE PUMPS SUCTION & DISCHARGE VALVE MOTOR CONTROLS. |  |  | H-1030 | 2FA7F53 | 2 | EA | 241.2
PETE | 5301287 | 10.068.193 | STEM, TOP ASH VALVE, STAINLESS STEEL, FOR DEZURIK, MODEL 12 IN. | 203AHFFA01 | A-1 PRECIP HOPPER AND NUVA FEEDER | 1201898 | 1FA3F57 | 0 | EA | 0
PETE | 5701187 | 10.068.282 | CYLINDER, AIR, 2 1/2" X 4", USED ON THE SHEARDISK VALVE ON THE NUVA FEEDER, PETE 2&3 BAGHOUSE. | 203BCOMP01 | UNIT 3 FABRIC FILTER COMPARTMENT #1, CONTAINS 34 ROWS OF 40 FILTER BAGS SUPPORTED ON WIRE CAGES, TOTAL OF 1360 BAGS. BAGS ARE 29.75' LONG, 5" DIAMETER. COMPARTMENTS ARE NUMBERED SO. TO NO., EAST TO WEST, S.E. IS #1, N.E.. IS #2. 2PI-FF-1801 DIFF.PRESS.GA | 4401-55 | 1FA3H14 | 1 | EA | 410.55
PETE | 5706433 | 10.068.334 | BLADE, URETHANE, 6", MARTIN DURT TRACKER FOR LIMESTONE BELT CONVEYOR SCRAPER SYSTEMS, PETE 4. | 204RPCVB02 | #2 LIMESTONE CONVEYOR BELT, ROLLERS | 30333-06 | SB3C2B5 | 12 | EA | 660
PETE | 5004366 | 10.068.475 | VENTURI, ALUMINUM, FOR PETE #4 FLYASH SILO DUST COLLECTOR, MIKROPUL MODEL196S1020TR, TYPE B, S/N 79284H1. | 204AHFSDC0 | UNIT 4 FLYASH SILO DUST COLLECTOR *** CONFINED SPACE ENTRY *** | 122500 | SB1DB10 | 80 | EA | 1120
PETE | 2004452 | 10.068.903 | FUSE, G.E. TYPE EJ-1C MODEL 9F60CMJ905 USED ON PETE #4 GENERATOR REGULATING POTS. |  |  | 9F60CMJ905 | 2FA20D20 | 1 | EA | 169.75
PETE | 2001018 | 10.069.018 | FUSE, CARTRIDGE, FERRULE, 40 A, 250 V, NON-RENEWABLE, 13/16" X 3". | 203BSCN000 | UNIT 3 SOOTBLOWER CONTROLS | NON-40 | 1FA5D6 | 17 | EA | 16.66
PETE | 6101456 | 10.069.170 | ASSEMBLY, INCLUDES GAUGE, 100#, 4-1/2" PHENOLIC CASE, 1/2" SS LOWER CONNECT; CAPILLARY, 10' 316 ARMORED SS; SEAL: LARAD 2"-32-01-03, NEOPRENE SENSOR MATL 2" CLASS, 150" WAFER, FILL FLUID: SILICONE DC200, ASSEMBLED & CALIBRATED. | 272DSP0100 | DSP 120-1 DAS PUMP, DEWATERING AREA SUMP. * | 45-1279SS-04L-100 | 2FA22I4 | 2 | EA | 2125.3
PETE | 5610244 | 10.069.523 | SWITCH, PRESSURE ALLEN BRADLEY 836T-T251J, 0-35 PSI FOR #3 ASH SYSTEM. | 203AHBHH0A | UNIT 3 (A) BOTTOM ASH HOPPER ***CONFINED SPACE ENTRY*** ***SEE NOTES PAGE 6*** | 836T-T251J | 2FA7H4 | 1 | EA | 355.11
PETE | 6011070 | 10.069.561 | BOARD, POWER SUPPLY, BENTLY-NEVADA 3300 VIBRATION MONITOR PETE 3 BFPS & SBACS. P/N 3300/10-01-02-00. |  |  | 3300/10-01-02-00 | 4FA3D12 | 1 | EA | 747
PETE | 6002111 | 10.069.568 | TRANSDUCER, CASE EXPANSION, W/ ENCLOSED DC LVDT, FOR BENTLY NEVADA VIBRATION MONITORING SYSTEM (TSI), USED ON PETE #1 WESTINGHOUSE TURBINE, S/N HP-IP 13-A-2802-1, LP 13-A-2803-1. (SEDX-A, SEDX-B) |  |  | 24765-01-00 | 1FA5B37 | 1 | EA | 1742
PETE | 5701215 | 10.069.869 | VALVE, AIR PILOT, 1/2", 2-WAY, FOR THE NUVA FEEDER, PETE 2&3 BAGHOUSE. | 203BCOMP01 | UNIT 3 FABRIC FILTER COMPARTMENT #1, CONTAINS 34 ROWS OF 40 FILTER BAGS SUPPORTED ON WIRE CAGES, TOTAL OF 1360 BAGS. BAGS ARE 29.75' LONG, 5" DIAMETER. COMPARTMENTS ARE NUMBERED SO. TO NO., EAST TO WEST, S.E. IS #1, N.E.. IS #2. 2PI-FF-1801 DIFF.PRESS.GA | 8353H38 | 1FA7C17 | 1 | EA | 109.92
PETE | 3914098 | 10.069.871 | VALVE, SOLENOID, 120/60. | 203AHCNC00 | UNIT 3 ASH SYSTEM CONTROLS: INCLUDES ALL ASH SYSTEM COMMON CONTROLS: INSTRUMENTS NOT INCLUDED: | HV218-530-12 | 1FA10K19 | 14 | EA | 4723.01
PETE | 5006935 | 10.071.527 | BREAKER, 3P 30A HFD, FOR SCRUBBER MCC WESTINGHOUSE ELECTRIC, USED PETE 4. | 203ACISI&C | UNIT 3 ACTIVATED CARBON INJECTION SYSTEM INSTRUMENTS & CONTROLS, INCLUDES ALL SYSTEM MEASURING, INDICATING, TRUCK UNLOADING, CONTROLLING INSTRUMENTS.. | HFD3030L | 4FA3I12 | 1 | EA | 639.19
PETE | 5004291 | 10.071.554 | BREAKER, MCC, 400A, SIEMENS-ALLIS #25-127-114-400, FOR PETE #4 CIRCULATING WATER COOLING TOWER CELL CONTROLS. |  |  | HMCP400X5W | 2FA19D23 | 1 | EA | 2684.3
PETE | 2609720 | 10.072.912 | LAMP, INDICATOR, SYLVANIA 24E USED ON PETE #4 CONTROL ROOM. |  |  | 24E | 2FA20E10 | 120 | EA | 90
PETE | 2603094 | 10.072.959 | LAMP, FLUORESCENT. MED BIPIN BASE, 40 WATT, T12, COOL WHITE, G.E. #13803 (30 PER PK). | 203ELPR003 | UNIT 3 PRECIPITATORS LIGHTING INCLUDES LIGHTING 0N ALL UNIT 3 PRECIPITATORS | F34CW/SS/ECO | 2FSTAIRS | 165 | EA | 341.88
PETE | 2604256 | 10.073.008 | LAMP, H.P. SODIUM, MOGUL BASE, 150 WATT. | 203RELTCSI | IUCS/CSI, ASH DISPOSAL AND GYPSUM PLANT AREA LIGHTING INCLUDES LIGHTING ASSOC. WITH IUCS/CSI, ASH DISPOSAL AREA AND GYPSUM PLANT. | 150W E39 ED75 | 2FA55A4 | 49 | EA | 313.6
PETE | 7001111 | 10.155.144 | BEARING, BALL, RADIAL, FOR PETE #2 BEARING COOLING WATER PUMPS, INGERSOLL-RAND CENTRIFUGAL PUMP SIZE 3, TYPE CRVNL, MODEL D.C, S/N 0468-5440, P/N 205, ILLUS. #36. | 204AHFB001 | 4-1 FLY ASH BLOWER ASSEMBLY | 6307JEM | 1FA7F62 | 2 | EA | 47.2
PETE | 5701510 | 10.155.702 | KIT, REPAIR, FOR 2-1/2" BORE AIR CYLINDERS (3" & 6" STROKE), USED ON PETE #3 & #4 PRECIPITATOR FLYASH DIFFUSER FEEDERS. | 203AHBD001 | 3-1 DEWATERING BIN, GATES AND SCREENS | 4401-115 | 1FA3B11 | 24 | EA | 1482.07
PETE | 5702061 | 10.155.708 | DIAPHRAGM, GATE VALVE, FOR SLIDE GATES, USED ON EWS & HTP PRECIPITATOR FLYASH HOPPERS & DIFFUSER FEEDERS. | 203AHFHE01 | 3-1 ECONOMIZER HOPPER. | 40883-1 | 1FA3D17 | 9 | EA | 335.52
PETE | 5713490 | 10.155.792 | VALVE, VENT, 2-1/2", SWG, W/ CYLINDER (ASSEMBLED), FOR PETE #4 TOP ASH SYSTEMS. | 204AHFFA01 | A-1 PRECIP HOPPER AND NUVA FEEDERR ** SEE EQUIPMENT NOTES PAGE 6 ** NUCLEAR DENSITY GAGE ATTACHED TO HOPPER ** | 1952-88 | SB1AD3 | 4 | EA | 10337.19
PETE | 5706380 | 10.175.799 | SOLENOID, PILOT VALVE, P/N E24104, FOR PETE #4 CSI LIME TANK DUST COLLECTORS, FLEX-KLEEN MODEL 100-BVBC (IIG), SHOP ORDER #13-51-1882. |  |  | E24104 | 2FA15E50 | 1 | EA | 14
PETE | 5302230 | 10.176.479 | GASKET, SPIRAL WOUND, 3-7/8" ID X 4-9/16" OD X .175" THK X 5-14" OD GUIDE LEATHER LG-13 304/FG CS-OG FOR MODEL IR-3 & IK-300 SOOTBLOWER PETE #1 C.E. CONTR. #13762 & POPPET VALVE ON IK 545B AND (IR-3C) #600 MODEL IR-3 SOOTBLOWER/EWS #7. | 204BSACTKB | 4B SOOT BLOWING AIR RECEIVER TANK (TANK ID # IND 88585) *** CONFINED SPACE ENTRY *** | 350256-010A | 1FA8A8 | 0 | EA | 0
PETE | 5013433 | 10.176.927 | CABLE, PROBE EXTENSION, BEARING VIBRATION, 3300, 5MM & 8MM, FOR BENTLY NEVADA VIBRATION MONITORING SYSTEM (TSI), USED ON PETE #4 SCRUBBER BOOSTER FANS, S/N P208305 & PETE #3 BFP & PETE #3 G.E. TURBINE, S/N 170 X 583. | 204RFBF001 | 4-1 BOOSTER FAN, WHEEL & BEARINGS *** CONFINED SPACE ENTRY *** SEE NOTES PAGE 6 *** | 330130-080-00-00 | 1FA11B13 | 3 | EA | 670.79
PETE | 5701003 | 10.176.998 | SPRING, COMPRESSION-VACUUM RELIEF VALVE, 8", TYPE 302, , PETE 2&3 BAGHOUSE. | 203BCOMP01 | UNIT 3 FABRIC FILTER COMPARTMENT #1, CONTAINS 34 ROWS OF 40 FILTER BAGS SUPPORTED ON WIRE CAGES, TOTAL OF 1360 BAGS. BAGS ARE 29.75' LONG, 5" DIAMETER. COMPARTMENTS ARE NUMBERED SO. TO NO., EAST TO WEST, S.E. IS #1, N.E.. IS #2. 2PI-FF-1801 DIFF.PRESS.GA | 40187-1 | 2FA11F17 | 1 | EA | 72.6
PETE | 5701191 | 10.177.000 | DISC, VACUUM RELIEF VALVE, 8' TYPE 302, FOR PETE 2&3 BAGHOUSE. | 203BCOMP01 | UNIT 3 FABRIC FILTER COMPARTMENT #1, CONTAINS 34 ROWS OF 40 FILTER BAGS SUPPORTED ON WIRE CAGES, TOTAL OF 1360 BAGS. BAGS ARE 29.75' LONG, 5" DIAMETER. COMPARTMENTS ARE NUMBERED SO. TO NO., EAST TO WEST, S.E. IS #1, N.E.. IS #2. 2PI-FF-1801 DIFF.PRESS.GA | 4756 | 2FA11B39 | 1 | EA | 179
PETE | 5721230 | 10.177.020 | BEARING, FLANGED, CRTG BLOCK, 3.947" SFT, FOR PETE #2, #3 & #4 BOTTOM ASH GRINDING SYSTEMS. | 203AHBGG0A | UNIT 3 (A) BOTTOM ASH HOPPER GRINDER | 405098-2 | SB5A3A9 | 4 | EA | 8362.97
PETE | 5706853 | 10.177.027 | VALVE, BUTTERFLY, 12", NC, DI, USED ON BIN ISOLATION VALVE TO PADDLE MIXER/UNLOADER , UCC DWG #5-1941-191, AT PETE 3&4 FLY ASH SILOS. . | 203AHFU031 | 3-1 ROTARY DUSTLESS UNLOADER | 1941-84 | SB1HE4 | 1 | EA | 4428
PETE | 5706489 | 10.177.039 | VALVE, SOLENOID, 1/2", 4-WAY, FOR PETE #3 IUCS/CSI FLYASH SILO BAGHOUSE, UCC CONTRACT #X-M01. | 203AHFSDC0 | UNIT 3 FLYASH SILO DUST COLLECTOR *** CONFINED SPACE ENTRY *** | 1955-75 | 2FA6D6 | 1 | EA | 896.63
PETE | 5702223 | 10.177.056 | SEAT, ASH SYSTEM, FOR 8" KNIFE GATE VALVE, 40D A.C.O. USED ON UNIT 7 SCR ASH SYSTEM | 203BCOMP01 | UNIT 3 FABRIC FILTER COMPARTMENT #1, CONTAINS 34 ROWS OF 40 FILTER BAGS SUPPORTED ON WIRE CAGES, TOTAL OF 1360 BAGS. BAGS ARE 29.75' LONG, 5" DIAMETER. COMPARTMENTS ARE NUMBERED SO. TO NO., EAST TO WEST, S.E. IS #1, N.E.. IS #2. 2PI-FF-1801 DIFF.PRESS.GA | 191801-3-2-1 | SB1KE5 | 1 | EA | 692
PETE | 5721234 | 10.177.083 | SPRING, WAVE, 4-1/2", 5-WAVE, FOR PETE #2, #3 & #4 BOTTOM ASH GRINDING SYSTEMS. | 203AHBGG0A | UNIT 3 (A) BOTTOM ASH HOPPER GRINDER | 401006-17 | 1FA7G25 | 4 | EA | 181.58
PETE | 5701153 | 10.177.132 | CAGE, 96", 304SS, TOP REMOVABLE, 12 WIRE , FOR THE DRY ASH SEPARATOR ON PETE 2&3 BAGHOUSE ASH SYSTEM. (84 IS A COMPLETE SET) | 203BCOMP01 | UNIT 3 FABRIC FILTER COMPARTMENT #1, CONTAINS 34 ROWS OF 40 FILTER BAGS SUPPORTED ON WIRE CAGES, TOTAL OF 1360 BAGS. BAGS ARE 29.75' LONG, 5" DIAMETER. COMPARTMENTS ARE NUMBERED SO. TO NO., EAST TO WEST, S.E. IS #1, N.E.. IS #2. 2PI-FF-1801 DIFF.PRESS.GA | 32616-3 | SB5B4 | 53 | EA | 7012.11
PETE | 5711323 | 10.177.176 | ELBOW, PIPING, 14" X 45 DEG., FOR PETE #3 IUCS FLYASH SILO. | 203AH00000 | UNIT 3 ASH HANDLING SYSTEM | 17603 | SB1QC6 | 2 | EA | 4040
PETE | 5711314 | 10.177.178 | ELBOW, PIPING, 10" DIA. X 45 DEG., FOR PETE #3 & #4 IUCS/CSI FLY ASH SILO, PER UC PO 54674-4. | 203AHPGFA0 | FLY ASH DISCHARGE PIPING TO SILO. | 17928 | SB1RC3 | 2 | EA | 2904.13
PETE | 5711518 | 10.177.186 | PIPE, NUVALOY, 12" X 18 FT. LONG, W/ PLAIN ENDS, FOR PETE #4 BOTTOM ASH SYSTEMS, PER UC PO 54674-4. | 204AHEA000 | "A" ASH HOPPER HYDRO-EJECTOR. LOCATED AT "A" ASH HOPPER AT BOTTOM OF DOGHOUSE | 174008 | SB1RACK | 66 | EA | 10999.54
PETE | 5702054 | 10.177.200 | DISC, VALVE, SOOT INTAKE, USED AT HTP. MANUFACTURER PART # 18223-1. | 203BCOMP01 | UNIT 3 FABRIC FILTER COMPARTMENT #1, CONTAINS 34 ROWS OF 40 FILTER BAGS SUPPORTED ON WIRE CAGES, TOTAL OF 1360 BAGS. BAGS ARE 29.75' LONG, 5" DIAMETER. COMPARTMENTS ARE NUMBERED SO. TO NO., EAST TO WEST, S.E. IS #1, N.E.. IS #2. 2PI-FF-1801 DIFF.PRESS.GA | 18223-1 | 1FA3C30 | 6 | EA | 395.58
PETE | 5701014 | 10.177.201 | SEAT-RVB, FOR FLYASH INTAKE VALVE #1812-03040707000, PETE 2&3 BAGHOUSE. | 203BCOMP01 | UNIT 3 FABRIC FILTER COMPARTMENT #1, CONTAINS 34 ROWS OF 40 FILTER BAGS SUPPORTED ON WIRE CAGES, TOTAL OF 1360 BAGS. BAGS ARE 29.75' LONG, 5" DIAMETER. COMPARTMENTS ARE NUMBERED SO. TO NO., EAST TO WEST, S.E. IS #1, N.E.. IS #2. 2PI-FF-1801 DIFF.PRESS.GA | 18221-1 | 2FA11D39 | 2 | EA | 722
PETE | 5702996 | 10.177.205 | GASKET, ASH SYSTEM, NUMAGASKET "K" GASKET 6 3/4" OD X 4 7/8" ID USED ON HSS 7 SCR ASH SYSTEM & PETE 2&3 BAGHOUSE. | 203BCOMP01 | UNIT 3 FABRIC FILTER COMPARTMENT #1, CONTAINS 34 ROWS OF 40 FILTER BAGS SUPPORTED ON WIRE CAGES, TOTAL OF 1360 BAGS. BAGS ARE 29.75' LONG, 5" DIAMETER. COMPARTMENTS ARE NUMBERED SO. TO NO., EAST TO WEST, S.E. IS #1, N.E.. IS #2. 2PI-FF-1801 DIFF.PRESS.GA | 41023-10 | 2FA11B33 | 2 | EA | 54.1
PETE | 5701011 | 10.177.221 | GASKET FOR 7" EXPANSION JOINT, USED ON PETE 2&3 BAGHOUSE ASH SYSTEM, PRESSURE CONVEYOR LINE SEGMENT 2. | 203BCOMP01 | UNIT 3 FABRIC FILTER COMPARTMENT #1, CONTAINS 34 ROWS OF 40 FILTER BAGS SUPPORTED ON WIRE CAGES, TOTAL OF 1360 BAGS. BAGS ARE 29.75' LONG, 5" DIAMETER. COMPARTMENTS ARE NUMBERED SO. TO NO., EAST TO WEST, S.E. IS #1, N.E.. IS #2. 2PI-FF-1801 DIFF.PRESS.GA | 17357-1 | 2FA11G29 | 3 | EA | 189.9
PETE | 5012683 | 10.177.228 | GASKET FOR 12" EXPANSION JOINT, USED ON PETE UNITS 2 & 3 BAGHOUSE ASH SYSTEMS PRESSURE CONVEYING LINE SEGMENT 4. | 203BHAH000 | PARENT TO UNIT 3 FABRIC FILTER ASH HANDLING EQUIPMENT | 17058-1 | 2FA4D33 | 4 | EA | 428
PETE | 7004288 | 10.177.672 | BELT, V-DRIVE, CUT LENGTH- 160", TOP WIDTH- 5/8", FOR PETE #3 & #4 IUCS/CSI FILTER VACUUM PUMPS, GOODYEAR 5VP1600 OR EQUAL. | 204RWVP06A | 106A FILTER VACUUM PUMP MCC 101 VACUUM PUMP VP-106A | 5VX1600 | SB3BWALL | 8 | EA | 542.64
PETE | 5005767 | 10.177.677 | BELT, V-DRIVE, CUT LENGTH- 132", TOP WIDTH- 5/8", FOR PETE #4 CSI DUCON FLYASH BLOWERS & RETURN WATER PUMPS & PETE DEWATERING RECLAIM WATER PUMPS, GOODYEAR 5VX1320 OR EQUAL. | 204RDRWP01 | P412-1 RETURN WATER PUMP | 5VX1320 | SB3CWALL | 0 | EA | 0
PETE | 5009127 | 10.177.737 | WASHER, LOCK, T2-120, FOR PETE #1 & #2 SCRUBBER LIMESTONE & DEWATERING SUMP PUMPS, GALIGHER PUMPS MODELS, 3SR4-5100 X 72 & 4SR4-5100 X 72. | 204RBSUBM0 | BALL MILL AREA SUMP PUMP AND MOTOR LAP 4-1 | 05185 | 1FA9F36 | 2 | EA | 74.46
PETE | 5009135 | 10.177.741 | RING, SEAL, #4, FOR PETE #1 & #2 SCRUBBER LIMESTONE & DEWATERING SUMP PUMPS, GALIGHER PUMPS MODELS, 3SR4-5100 X 72 & 4SR4-5100 X 72. | 272ASP0100 | ASP 120-1 ABSORBER AREA SUMP PUMP EAST SIDE OF 120-1 ABSORBER TANK | 21921 | 2FA14F19 | 1 | EA | 148.4
PETE | 5604172 | 10.178.368 | KIT, VALVE REPAIR, FOR FISHER CONTROLS VALVES, S/N 9303655, 11159268 & 1159269. | 203BF18090 | STV-1809 IGN FUEL OIL TRIP VV | RPACKX00012 | 2FA25E4 | 0 | EA | 0
PETE | 5604196 | 10.178.457 | RING, SEAL, FOR FISHER TRIP VALVE, ABB COMBUSTION ENG, S/N 9303059, TYPE STV-4, UNIT4 MANUFACTURER PART NO = 1V659305092 *****MODELLL-S/N*******8 | 204BFVT004 | STV 4 WARM UP OIL TRIP VV | 1V659305092 | 2FA25F7 | 5 | EA | 138.75
PETE | 5604188 | 10.178.492 | GAUGE, PRESSURE FOR FISHER CONTROL VALVE MODEL 667, SIZE 40 MFG PART # 11B8579X032, S/N 9303655 | 203BF18090 | STV-1809 IGN FUEL OIL TRIP VV | 11B8579X032 | 2FA22E2 | 2 | EA | 94.44
PETE | 6001687 | 10.180.291 | CAPILLARY, RED, FOR NOX MONITOR, THERMO ELECTRON MODEL AR-10, S/N 17788-173, USED ON PETE #4 STACK MONITOR. | 201EN00000 | UNIT 1 ENVIROMENTAL SYSTEMS & MONITORS | 4119 | 2FA21H40 | 6 | EA | 246
PETE | 5702065 | 10.180.659 | SPRING, TENSION, #SK-4850, FOR SOOT INTAKE GATE, #3S-1465P AND #3-1827-6B ON OUTSIDE DUST HOPPERS (E.W. STOUT #50 AND 60 BOILERS). | 203AHHPR01 | UNIT3 ASH HOPPER # 1, HOPPER HEATERS &; 3FA5001V-ASH GATE 3SV-FA5001-SOV 3TE-FF-1701A & B- RTD TEMP. DETS. 3LE-FF-1501-HH ASH LEVEL ELEMENT 3LE-FF-1601-H ASH LEVEL ELEMENT 3FF1301E-VIB. 3FF1401E-VIB. SEE ASSET NOTES FOR MFG PART NUMBERS. | SK4850 | 1FA3D16 | 3 | EA | 60
PETE | 5613037 | 10.180.933 | GASKET, SPIRAL WOUND FOR FISHER CONTROL VALVE IN UNIT 4 MFG PART # 1R329799442 | 203FW34810 | REGULATES FLOW OF HEATER DRAINS TO FEEDWATER HEATER EH3-6 ACCORDING TO FEEDWATER HEATER 3-7 LEVEL | 1R329799442 | 2FA25G35 | 1 | EA | 30.55
PETE | 5613038 | 10.180.935 | GASKET FOR FISHER CONTROL VALVE IN UNIT 4 MFG PART # 1R3299X0042 | 203FW34810 | REGULATES FLOW OF HEATER DRAINS TO FEEDWATER HEATER EH3-6 ACCORDING TO FEEDWATER HEATER 3-7 LEVEL | 1R3299X0042 | 2FA25G35 | 2 | EA | 13.38
PETE | 5701209 | 10.181.092 | PACKING, SQUARE, FOR INTAKE VALVE #1812-2-03040707000, PETE 2&3 BAGHOUSE. | 203BCOMP01 | UNIT 3 FABRIC FILTER COMPARTMENT #1, CONTAINS 34 ROWS OF 40 FILTER BAGS SUPPORTED ON WIRE CAGES, TOTAL OF 1360 BAGS. BAGS ARE 29.75' LONG, 5" DIAMETER. COMPARTMENTS ARE NUMBERED SO. TO NO., EAST TO WEST, S.E. IS #1, N.E.. IS #2. 2PI-FF-1801 DIFF.PRESS.GA | 40625-10 | 2FA11F58 | 4 | EA | 23
PETE | 5601147 | 10.181.120 | CAPACITOR, 25MF, FOR DRIVE UNITS HAROLD BECK & SONS, S/N 20-2201-22, HTP UNITS 3-6 AND PETE 1 BURNER TILTS, S/N 11-409-130823-21-0X CONTROL DRIVES, MANUFACTURER PART NO = 14-2840-15, |  |  | 14-2840-15 | 4FA5B30 | 1 | EA | 45.35
PETE | 5601880 | 10.181.121 | RESISTOR, BECK DRIVE POSITIONERS, S/N 11-409-130823-01-0X, S/N 11-409-130823-06-0X, AND S/N 11-409-130823-15-0X CONTROL DRIVES, USED ON PETE 1 FD FAN INLET DAMPER, FD FAN OUTLET DAMPER AND ID FAN OUTLET DAMPER. |  |  | 20-1971-06 | 4FA5E29 | 1 | EA | 115.1
PETE | 5711921 | 10.181.146 | VALVE, QUICK EXHAUST, W/ 1/4" / 1/4" / 1/4" PORTS, FOR PETE 3 &4 FLYASH DIFFUSER GATE CYLINDERS, FOR PETE 2 & 3 BAGHOUSE, AS FURNISHED ON UCC PO 54674-4. | 203AHFFA01 | A-1 PRECIP HOPPER AND NUVA FEEDER | 44367-19 | 1FA3F36 | 5 | EA | 254.61
PETE | 5701565 | 10.181.220 | GASKET, NUVALASTIC, FOR 6" BEVELED FLANGE DURITE PIPE. | 203AHFU031 | 3-1 ROTARY DUSTLESS UNLOADER | 41023-3 | 1FA23C4 | 14 | EA | 388.22
PETE | 5601148 | 10.181.256 | RESISTOR, ASSY, 150 OHMS, FOR INTERDRIVE HAROLD BECK & SONS, MODEL 20-2201-22, HTP UNITS 3-6 AND PETE 1 ID FAN INLET DAMPERS, S/N 11-409-130823-21-0X CONTROL DRIVES, MANUFACTURER PART NO = 20-1971-04. |  |  | 20-1971-04 | 4FA5C29 | 3 | EA | 323.16
PETE | 5711319 | 10.181.610 | ELBOW, PIPING, 12" X 45 DEG., FOR PETE #3 & #4 & EWS #7 BOTTOM ASH SYSTEMS, PER UC PO 54674-4. | 203AHPGFA0 | FLY ASH DISCHARGE PIPING TO SILO. | 12M3-1 | SB1RD5 | 3 | EA | 3027.87
PETE | 5008540 | 10.337.213 | RELAY, SOLID STATE, 120V, 10 AMP, MODEL #PRO2000W DILUTION PROBE, FOR PETE 3 CEMS. |  |  | A1014-240D2517 | 1FA1D6 | 2 | EA | 120.5
PETE | 5513746 | 10.499.882 | NUT, SPRING ADJUSTING, FOR JOURNAL ASSY., USED ON PETE #3 & #4 ABB C-E SVCS. MODEL 903RP COAL PULVERIZERS. | 203BFCM001 | 3-1 PULVERIZER *** CONFINED SPACE ENTRY *** *** FOR PYRITE SECTION ONLY - SEE NOTES PAGE 6 *** | 94-267-A | 1FA12D8 | 3 | EA | 1665.33
PETE | 6908026 | 10.499.884 | TRANSFORMER, CONSTANT VOLTAGE, 120 VA SIZE, OUTPUT 118 V. INPUT 95-130X 190-260, SOLA ELECTRIC TYPE CVS, CAT. #23-22-112-02. |  |  |  | 2FA6C7 | 2 | EA | 452.4
PETE | 6006698 | 10.499.890 | SECTOR, WORM GEAR, FOR PETE #3 & #4 BOILER AIR DAMPER CONTROLS, L & N MODEL 10264. |  |  | 9828 | 1FA1G60 | 1 | EA | 364.43
PETE | 5002762 | 10.499.895 | SWITCH, TRANFORMER/RECTIFIER, W/ DPST GOLD CONTACTS, FOR PETE #2 & #3 ELECTROSTATIC PRECIPITATORS, RESEARCH COTTRELL INC. MODEL. | 203ENPRCP1 | UNIT 3 PRECIPITATOR 3-1 (SOUTH) INCLUDES CONTROLS, TR SETS, VIBRATORS, RAPPERS, DOORS, LOCKS AND HIGH VOLTAGE BUSHINGS. ***** CONFINED SPACE/SAFETY SEE NOTES PAGE 6 ***** | 56378-L1 | 1FA5F28 | 3 | EA | 96.12
PETE | 5005894 | 10.499.896 | VALVE, BUTTERFLY, 4", W/ ANSI 150# SS WAFER BODY, 316 SS DISC, 17-4SS STEM, RTFE SEAT, 10 POS. HANDLE, FOR PETE #4 SCRUBBER DISPOSAL FEED TANKS, DEMISTER WASH TANKS & DEMISTER HEADER ISOLATION VALVES, INCLUDES MANUAL HANDLE. | 203RMADLV1 | "A" DEMISTER LOWER 1 SOLENOID OPERATED VALVE | 41-040-066-L | 2FA19J19 | 2 | EA | 1825.65
PETE | 5711422 | 10.499.912 | PLATE, ANVIL, FOR UCC 33" X 30" EXCEN-CRUSHER ASH GRINDERS, USED ON PETE #2, #3 & #4 BOTTOM ASH SYSTEMS. | 203AHBGG0A | UNIT 3 (A) BOTTOM ASH HOPPER GRINDER | 21997 | SB1RF4 | 6 | EA | 6242.64
PETE | 4901184 | 10.499.916 | SIGHT GLASS, 3" DIAMETER, FOR MILL FIRE DETECTION SYSTEM. | 203BFCMCOM | UNIT 3 PULVERIZER FIRE PROTECTION CO MONITOR SYSTEM FOR UNIT #3 NEW SYSTEM ADDED SPRING OUTAGE 2006 | 451614001002 | 1FA11F12 | 7 | EA | 325.5
PETE | 5009776 | 10.499.917 | STEM, VALVE, COSMIX 3", FUJIKIN, FOR SLURRY FEED VALVE, USED ON PETE #1 & #2 SCRUBBER ABSORBER FEED TANKS. | 204RMVF08A | REAGENT FLOW TO A ABSORBER FD TK FCV408A | C300-6 | 2FA12E1 | 1 | EA | 1048.17
PETE | 5304238 | 10.499.920 | VALVE, JAMESBURY, FOR OIL TORCH CONTROL CABINET #1G-4692B& C, DWG. #E916-882-3, USED ON BLR. # 2 MANUFACTURER PART NO. = 1G-4736A | 203BFIGL01 | LEVEL 1/2 IGNITORS INCLUDES A,B,C AND D CORNERS | 1G-4736A | 1FA6B19 | 1 | EA | 1742
PETE | 5706516 | 10.499.926 | BEARING CARTRIDGE, W/ SEALS, FOR PETE #4 CSI PUGMILL. | 204RWPM000 | PUGMILL MCC 101 PUG MILL MIXER M-101 | D36827 | 2FA6B5 | 2 | EA | 9032.75
PETE | 5706021 | 10.499.939 | FLANGE, 1", BELL EPOXY GREENTHREAD, USED ON PETE 3&4 SILO UNLOADERS. | 203AHFU031 | 3-1 ROTARY DUSTLESS UNLOADER | SM022010-170-0 | 2FA15E22 | 4 | EA | 126.4
PETE | 6718353 | 10.499.946 | LINE, THRUST BEARING LUBE, AEROQUIP, CODE 2601-8, LAWRENCE PUMPS, MODEL DDDOUBLE VOLUTE, TYPE 16" MANUFACTURER PART NO = 041 SER NO = 71513-1/2/3/4/5 | 203AHRWP01 | 3-1 ASH SLUICE RETURN WATER PUMP |  | 2FA4D23 | 2 | EA | 502.89
PETE | 5706405 | 10.499.959 | SHEAVE, BELT, W/ 2-1/8" BUSHING, FOR PETE #4 CSI MIXER FEED & FLYASH SCREW CONVEYORS CO-103 & CO-107. | 204RWCB103 | CO-103 FLYASH SCREW CONV & BEARINGS MCC 101 FLYASH SCREW CONV CO-103 | 2TB9.4 | 2FA15B35 | 2 | EA | 216
PETE | 5706872 | 10.499.960 | SLINGER #3, USED ON PETE 4 GYPSUM SUMP PUMPS. | 204LSP441A | LIMESTONE AREA SUMP 2 PUMP A (& MOTOR) | 48913 | 2FA6E13 | 2 | EA | 535.8
PETE | 5003505 | 10.499.961 | SPRING, ITEM 14, FOR 16" DEZURIK BUTTERFLY VALVE - 1600, FIG 632 W.B. RS63USED ON SO2 REMOVAL, PETE 3. |  |  | ************************* | 2FA14E36 | 1 | EA | 18
PETE | 6105205 | 10.499.964 | WELL, THERMOMETER, WITHOUT LAGGING EXTENSION, MODEL 9966, 316 S.S., 3/4"NPT 6" STEM, DWG. #96133 FOR PULVERIZER TEMPERATURE INDICATION ON UNIT#2. | 203BFCM002 | 3-2 PULVERIZER *** CONFINED SPACE ENTRY *** *** FOR PYRITE SECTION ONLY - SEE NOTES PAGE 6 *** | 9966, 96133 | 1FA4G1 | 1 | EA | 33.14
PETE | 5004344 | 10.499.967 | VALVE, PLUG, DEZURIK, 0400, FIG. 118F6RS26ANG FOR PETE #3 & 4 DEWATERING BINS DRAINS, PETE. GEN. STA. MANUFACTURER PART NO. = 118F6RS26ANG | 203AHBD070 | DV-7, 3-1 DEWATERING BIN DRAIN VALVE. | 118F6RS26ANG | SB3C1B7 | 1 | EA | 270
PETE | 5004231 | 10.499.984 | BOARD, TIMER, 9-POSITION, FOR FILTER BAG SYSTEM, USED ON PETE #3 IUCS FLYASH DAYTANK. | 203RWLDDC0 | ADDITIVE BIN DUST COLLECTOR | PR-90-10-H-N-1047-83 | 2FA19D27 | 1 | EA | 464
PETE | 5301803 | 10.499.994 | COLLAR, ROTARY, FOR COPES VULCAN INC, MODEL RETAINING, UNIT PETE 4. | 204BSSBA01 | A-1 "A" ROW WALL SOOTBLOWER. | 195613 | 2FA19G12 | 11 | EA | 1397.11
PETE | 5004288 | 10.499.995 | STAB ASSEMBLY, #6, 100A, TP PVC, SIZE 3, SIEMENS-ALLIS #25-118-982-507. FOR PETE #4 AT IUCS ON SIEMENS-ALLIS M.C.C #101, AND FOR PETE #4, CSI, SIEMENS-ALLIS MCC'S MARQ 21, REF #09-1467-52161. | 204RE00000 | UNIT 4 SCRUBBER ELECTRICAL SYSTEM | 25-118-982-507 | 4FA4B2 | 4 | EA | 494.88
PETE | 5609044 | 10.500.007 | FUSE, CONTROL, 15A, 600V, PT# FU-812, FOR BENSHAW 8,000 HP, 6900 V, REDUCED VOLTAGE SOFT START UNIT. | 203RFBF001 | 3-1 BOOSTER FAN INCLUDES FAN WHEEL, HOUSING, LUBE OIL SYSTEM AND BEARINGS. NEW FAN 2015 FOR ECC PROJECT. *** CONFINED SPACE ENTRY *** SEE NOTES PAGE 6 *** | FU-812 | 2FA9E1 | 1 | EA | 16
PETE | 6501148 | 10.500.016 | IMPELLER, #523614-01 USED ON UNIT #3 TURBINE DRIVEN BOILER FEED PUMPS OIL PURIFIER. |  |  |  | 2FA12F58 | 1 | EA | 126.35
PETE | 5711821 | 10.500.019 | LATERAL, PIPING, 12" ID X 45 DEG., ABRESIST LINED, (15" X 27" X 27"), W/ ROTATING FLGS., 17-1/2" B.C., 12 HOLES @ 7/8" DIA. & 17" B.C., 12 HOLES @ 7/8" DIA., PER DETRICK DWG. #AB-0055, POS 8 OR 19., FOR PETE #3 & #4 BOTTOM ASH SYSTEMS. | 203AHPGD00 | WET ASH DISCHARGE PIPING TO ASH POND AND DEWATERING BINS. |  | SB1RB3 | 0 | EA | 0
PETE | 5301054 | 10.500.023 | MOTOR, ROTARY, FOR WALL BLOWERS COPES-VULCAN, MODEL RWSE, UNIT PETE 3 MANUFACTURER PART NO = 327583, 1/15 HP, 230/460 VAC, 1725 RPM, F42CZ FRAME. | 203BSSBA01 | A-1 "A" ROW WALL SOOTBLOWER | 327583 | 1FA3A2 | 2 | EA | 1081
PETE | 5711004 | 10.500.030 | PIPE, SPOOL, DUR-ROK, 12" X 1'7-15/16", 17 1/2" BOLT CIRCLE, POS #3, DWG AB-0055 A, REV 5 | 203AHBAHB0 | UNIT 3 BOTTOM ASH SYSTEM B HOPPER AND ASSOCIATED EQUIPMENT | 1744-194-85-010715-0-5-00 | SB1OD11 | 1 | EA | 1556.57
PETE | 5706110 | 10.500.031 | PLUG, #57, DWG.# A-17477, RS-17, NEOPRENE SINGLE STYLE ,FOR 6" DEZURIK 3-WAY VLV.S USED PETE 3 MANUFACTURER'S PART NO 1054330 | 203RW00000 | UNIT 3 SCRUBBER WASTE SYSTEM (IUCS) |  | 2FA15C37 | 1 | EA | 97.86
PETE | 5714324 | 10.500.033 | PULLEY, DRIVE, ASSY., 30 X 54 CROWNED FACE MINE DUTY DRUM, W/ 1/2" HERRINGBONE LAGGING, XT60, 5-15/16" BUSHINGS, W/ 94" OF 7" SHAFTING KEYED & JOURNALED TO 4-15/16", W/ BEARINGS ON EACH END, FOR 8B COAL CONVEYOR. |  |  |  | SB1SE8 | 1 | EA | 2388.88
PETE | 5301635 | 10.500.034 | RACK ASSY, WELDED, FOR COPES-VULCAN, MODEL RW-5E (MODIFIED) GEAR BOX ASSY. PT# 198343. | 203BSSBA01 | A-1 "A" ROW WALL SOOTBLOWER | S340537 | 2FA19A2 | 1 | EA | 356.4
PETE | 5706439 | 10.500.040 | ROLLER, RETURN GUIDE, (COMPLETE TRAINER), FOR PETE #3 & #4 SCRUBBER LIMESTONE CONVEYORS. | 204RPCVB05 | #5 LIMESTONE CONVEYOR BELT, ROLLERS | 3630PD-30 | SB3D1D2 | 1 | EA | 588.3
PETE | 5225642 | 10.500.042 | SEAL, LABYRINTH, ITT GOULDS PUMP MODEL #3196LTi 3X4-13, USED ON PETE FGD RECYCLE PUMP. | 245FGDRP0A | FGD RECYCLE PUMP "A" , INCLUDES PUMP, MOTOR, COUPLING, CONTROLS, VALVES AND PIPING. FED FROM WWTP 480V MCC 3 POSITION 12E 250 AMP BREAKER | A04951A220 | 2FA18E7 | 1 | EA | 490
PETE | 6001932 | 10.500.055 | THERMOCOUPLE, TYPE E, MINCO TC 2192-E-U-81-T-77 DIM A=205MM B=1500MM C=105MM D=254MM BEARING 7 PT #MM0013002 USED ON VIBRATION MONITORS FOR 4-2MOTOR DRIVEN BOILER FEED PUMP HYDRAULIC COUPLING. |  |  |  | 2FA21G33 | 1 | EA | 998.94
PETE | 5706166 | 10.500.079 | 36" B6 REBUILD, SHORT ELEMENTS, 3XV 240 MM-BLADES | 204RWCB06A | CO-6A RADIAL STACKING CONVEYOR. | B6R-0302919 | SB3E2C2 | 1 | EA | 1738
PETE | 5711656 | 10.500.086 | BEARING, BALL, SINGLE ROW, RADIAL, WIDE INNER RING, TWO SEALS, CYLINDRICAL OD, 1-1/8" BORE, 2.4409" OD, 1-29/32" WIDTH, NON-RELUBRICABLE, FOR PETE #3 & #4 PRECIPITATOR HOPPER FEEDERS. | 203AHFFA01 | A-1 PRECIP HOPPER AND NUVA FEEDER | SK-40590 | 1FA3F38 | 146 | EA | 2993.79
PETE | 5705168 | 10.500.087 | BEARING, PILLOW BLOCK, SAF-XT, 2-15/16 IN, 2-BOLT, 10-1/2 IN BOLT HOLE CENTER, SPHERICAL ROLLER BEARING, 7-3/8 IN OVERALL HEIGHT | 204RPCVM01 | #1 LIMESTONE CONVEYOR MOTOR INCLUDES MOTOR AND CONTROLS. | 042007 SAF22517L-FXOP | 4FA56A9 | 5 | EA | 1027.55
PETE | 5005277 | 10.500.089 | BEARING, OUTER, TIM.25577-25521 TYPETS, PT #117065 PSP, FOR LIMEST PREP SYST-MLL SL SMP MIXER REDCR, MODEL #MIXCO UNIT SIZE 73 DOU.RED, RC #190-0093, SEQ. #16 USED ON PETE 4 SO2. | 204RBSMBMD | BALL MILL AREA DRAINAGE SUMP MIXER & MOTOR | 117065 PSP | 4FA4E11 | 6 | EA | 107.94
PETE | 4002749 | 10.500.096 | BODY, CONDUIT OUTLET, 1", "C" TYPE, 2 HUB, STRAIGHT ACCESS, THREADED INSTALLATION, RIGID CONDUIT, ALUMINUM, W/ #390 COVER & #1943 GASKET. |  |  | OC3 / OL30 / GK100N | 1FA4A18 | 7 | EA | 160.19
PETE | 5005662 | 10.500.100 | BOLT, LINER STUD, FRAME PLATE, METRIC, W/M 16H12-Z, FOR PETE #4 CSI RETURN WATER, DEWATERING RECLAIM WATER & SCRUBBER MILL SLURRY PUMPS, WARMAN PUMPS MODEL 8/6EAH. | 204RDRWP01 | P412-1 RETURN WATER PUMP | E10026ME62 | 2FA16F47 | 0 | EA | 0
PETE | 5205018 | 10.500.103 | BRG DOUBLE ROW 5312-ZZ, WEIR PUMP-SUBMERSIBLE, 300 GPM AT 83 TDH-54674-25-22 | 245BARASPA | RADS AREA SUMP PUMP A. 300 GPM @ 83FT TDH | 5312-22 | 2FA25A47 | 1 | EA | 179.49
PETE | 5013428 | 10.500.110 | CARRIER, BAFFLE SEAL, MOTOR BRG NON-DRIVE AND DRIVE END, USED ON BOOSTER FANS, PETE #4 FGD, DWG# C3138AA, S/N P208305. | 204RFBF001 | 4-1 BOOSTER FAN, WHEEL & BEARINGS *** CONFINED SPACE ENTRY *** SEE NOTES PAGE 6 *** | 1D64734H11 |  | 0 | EA | 0
PETE | 5004292 | 10.500.121 | CONTACTOR, STARTER, 480V, 3-PHASE, SIZE 1, W/ 115 VOLT COIL, FOR PETE #4 CSI MCC'S, SIEMENS-ALLIS MODEL 3TB44. | 204RE00000 | UNIT 4 SCRUBBER ELECTRICAL SYSTEM | 3TF4422-0AK6 / 3RH1921-1HA22 | 4FA4B4 | 2 | EA | 219.18
PETE | 7005329 | 10.500.124 | COUPLING, SHAFT-COMPLETE, L095, 1ST BORE- 1", 2ND BORE- 1", KEYED W/ SET SCREW. | 204RFBFLO1 | 4-1 BOOSTER FAN LUBE OIL SYSTEM | L-095 | 1FA7F50 | 9 | EA | 196.92
PETE | 2212015 | 10.500.125 | COVER, DUST, FOR KEY INTERLOCK SYSTEM ON PETE #3 PRECIPITATOR LOCKS. | 203AHTA000 | UNIT 3 TOP ASH SYSTEM | ************************* | 2FA8E47 | 53 | EA | 530.53
PETE | 5711385 | 10.500.126 | CYLINDER, 10" X 25 1/2", FOR ASH SLUICE GATE AS FURNISHED ON UCC PO 54674-4. FOR ASH HANDLING SYSTEM, PETE 3. MANUFACTURER PART NO. 2-4301-14 | 203AHBD001 | 3-1 DEWATERING BIN, GATES AND SCREENS | 2-4301-14 | SB1BB9 | 4 | EA | 12716
PETE | 5003882 | 10.500.131 | DRIVE, MIXER, MT-04, (COMPLETELY ASSEMBLED), W/ BASEPLATE, SCOOP & MOTOR, (LESS AGITATOR SHAFT), FOR PETE #3 SCRUBBER WASTE SLURRY TANK AGITATOR, PHILADELPHIA MIXERS MODEL 508852. | 203RDWSA33 | A3-3 WASTE SLURRY TANK AGITATOR & MOTOR | 508852 |  | 0 | EA | 0
PETE | 5012652 | 10.500.156 | HEATER, HOPPER, "J", 2 PER HOPPER, 18" X 12", 332 WATTS, 326 WATTS, 319 OHM, USED ON FOSTER WHEELER P.J.F.F., (BAGHOUSE) HOPPERS. | 203AHHPR01 | UNIT3 ASH HOPPER # 1, HOPPER HEATERS &; 3FA5001V-ASH GATE 3SV-FA5001-SOV 3TE-FF-1701A & B- RTD TEMP. DETS. 3LE-FF-1501-HH ASH LEVEL ELEMENT 3LE-FF-1601-H ASH LEVEL ELEMENT 3FF1301E-VIB. 3FF1401E-VIB. SEE ASSET NOTES FOR MFG PART NUMBERS. | D-7173-J | SB1GE11 | 2 | EA | 444
PETE | 5711061 | 10.500.159 | HYDROVEYOR NOZZLE | 204AHTKPH0 | UNIT 4 PYRITE HOLDING OR TRANSFER TANK. | 403100-96 | 1FA3E28 | 1 | EA | 300.26
PETE | 5005857 | 10.500.162 | JOINT ASSY, EXPANSION, 10 INCH, GENERAL RUBBER FORM XJ-120, MODEL #1010, RC #190-1041. | 204RDPGRW0 | RETURN WATER PIPING | 190-1041 | SB1CD3 | 1 | EA | 308.47
PETE | 2604238 | 10.500.165 | LAMP, MERCURY VAPOR, 100W, WITH E23 1/2 MOGUL BASE, (AS1 #H38JA-100/DX), USED IN MAINT SHOP. | 203RELTCSI | IUCS/CSI, ASH DISPOSAL AND GYPSUM PLANT AREA LIGHTING INCLUDES LIGHTING ASSOC. WITH IUCS/CSI, ASH DISPOSAL AREA AND GYPSUM PLANT. | H38JA100/DX | 2FA55B1 | 31 | EA | 212.35
PETE | 7005370 | 10.500.168 | LINK, CHAIN, SIZE CHAIN- 35CL, TYPE- CONNECTING | 203RWBSWF0 | LIME WEIGHTFEEDER & SCALES | B83HL01859 | 2FA11F53 | 2 | EA | 2.9
PETE | 5004253 | 10.500.172 | MOTOR, 2HP, TEFC, 230/460V, AC, 1725 RPM, 145T FRAME, FOR PETE #3 & #4 SCRUBBER LIMESTONE MAGNETIC SEPARATOR, S/N A35689. | 204RPCVBM0 | LIMESTONE CONVEYOR MAGNETIC SEPERATOR |  | 2FA19I14 | 3 | EA | 336
PETE | 5005999 | 10.500.174 | MOTOR, AGITATOR, 40 HP, 480V, 60 HZ, 3 PH, 1800 RPM, 324TCV FRAME, FOR PETE 4 SCRUBBER. | 204MXC01C3 | ABSORBER FEED TANK MIXER | M4405 | SB1KD3 | 1 | EA | 4025
PETE | 4002730 | 10.500.175 | NIPPLE, CLOSE, 1/2", ALUMINUM, W/ ELECTRO ZINC PLATED FINISH, FOR RIGID/IMC CONDUIT. | 203RPMSTK0 | STT-3-1 SLURRY TRANSFER TANK *** CONFINED SPACE ENTRY *** *** SEE NOTES PAGE 6 *** | 500CALNIP | 1FA5C31 | 0 | EA | 0
PETE | 5005306 | 10.500.181 | O-RING, SHUT-OFF DEVICE, FOR EKATO MODEL AGITATOR, USED ON PETE #4 SCRUBBER ABSORBER FEED TANK. | 204MXC01C3 | ABSORBER FEED TANK MIXER | 1002020 | 2FA13E16 | 2 | EA | 42
PETE | 5711480 | 10.500.188 | PISTON, 44278 FOR 4" X 13" CYL (3-4401-69) AS FURNISHED ON U.C.C. P.O. 54674-4 FOR ASH HANDLING SYS PETE #3. | 203AHBD001 | 3-1 DEWATERING BIN, GATES AND SCREENS | 44278 | 1FA3F30 | 2 | EA | 34
PETE | 5601873 | 10.500.193 | TRANSIENT PROTECTOR KIT (130 V), BECK DRIVE POSITIONERS, S/N 22-309-130823-11-0X CONTROL DRIVES, PETE 1 ID FAN INLET DAMPERS. |  |  | 12-8061-44 | 4FA5B32 | 1 | LT | 56.2
PETE | 5003683 | 10.500.198 | RELAY, FOR ALLEN BRADLEY MODEL SINGLE LINE, USED SO2 BALL MILL LUBE MANUFACTURER PART NO = 700N-200 | 203RPBMLO0 | BALL MILL LUBE SYSTEM M2-3 | 700N-200 | 2FA14F42 | 1 | EA | 63.92
PETE | 5002527 | 10.500.202 | RESISTOR, 1K 3W, FOR PRECIPITATOR ENVIRONMENTAL ELEMENTS CO, UNIT 4 MANUFACTURER PART NO = WA68965 | 204ENPRCP1 | UNIT 4 PRECIPITATOR 4-1 (SOUTH) INCLUDES CONTROLS, TR SETS, VIBRATORS, RAPPERS, DOORS, LOCKS AND HIGH VOLTAGE BUSHINGS. *********CONFINED SPACE SEE NOTES PAGE 6********* | WA68965 | 2FA21E3 | 4 | EA | 14.52
PETE | 5317147 | 10.500.207 | CONNECTING ROD ASSEMBLY, LINKAGE ASSEMBLY, USED ON PETE 2 & 3 BOOSTER FAN VIV PARTS. | 203RFBF001 | 3-1 BOOSTER FAN INCLUDES FAN WHEEL, HOUSING, LUBE OIL SYSTEM AND BEARINGS. NEW FAN 2015 FOR ECC PROJECT. *** CONFINED SPACE ENTRY *** SEE NOTES PAGE 6 *** | E2-96258-7 | 2FA25A18 | 6 | EA | 2204.62
PETE | 5706747 | 10.500.209 | SET SCREW, FS 12 X 35MM, D027ME62, FOR PETE #4 DEWATERING PRIMARY HYDROCLONE & RECLAIM WATER PUMPS, WARMAN PUMPS MODEL 6/4EEAH. | 204MSP405A | BALLMILL SLURRY PUMP | M12H2-35V | 2FA6F48 | 17 | EA | 47.6
PETE | 5008093 | 10.500.211 | SEAL, OIL, GARLOCK KLOZURE #2753, FOR PETE #1 & #2 SCRUBBER & DEWATERING SUMP PUMPS, LAWRENCE PUMPS MODEL SP3-15A & B, S/N 68371 & 68371-2. | 203RPBMR00 | BALL MILL GEARBOX,COUPLING,&BEARING M2-3 | 53X2753 | 2FA17D7 | 2 | EA | 40.38
PETE | 5003508 | 10.500.217 | SHAFT, W/PINION, LOW SPEED, FOR PHILADELPHIA GEAR, MODEL PTERO-24 INTERDRIVE, USED/AREA PETE 3 MANUFACTURER PART NO = 15, S/N 305046 | 203RPMSTK1 | 3-1 MAKE-UP SLURRY STORAGE TANK *** CONFINED SPACE ENTRY *** *** SEE NOTES PAGE 6 *** | 15 | SB3B1A7 | 1 | EA | 715
PETE | 5505085 | 10.500.218 | SHAFT, CRUSHER, HAMMER PIVOT, FOR COAL SAMPLERS, USED ON PETE 3A, 3B, 8A & 8B & EWS 804 COAL CONVEYORS. | 266CHCSS3A | 3A COAL CONV. SAMPLER **** SEE EQUIPMENT NOTES PAGE #6 **** * CUTTING & WELDING PERMIT REQUIRED * | 2205-0009 | 2FA1B14 | 12 | EA | 347.76
PETE | 5004025 | 10.500.222 | SLEEVE, GUM RUBBER, USED ON CLARKSON 10" KNIFE GATE VALVE, FOR PETE #3 & #4 SCRUBBER, MFT. P/N 3233. | 203RDPGUF0 | UNDERFLOW PIPING **** SEE EQUIPMENT NOTES PAGE #6 **** ** NUCLEAR DENSITY GAGE ATTACHED TO PIPING ** | 3233 | SB3F1B2 | 4 | EA | 1297.32
PETE | 5706505 | 10.500.227 | SPROCKET, TAPERLOCK, ROLLER CHAIN, MOTOR DRIVE, FOR PETE #3 & #4 FLYASH DAY TANK ROTARY FEEDERS. "DO NOT SUBSTITUTE" | 203RWFAFS0 | FLYASH DAY TANK ROTARY FEEDER AND AIR SLIDE | H60P15 (not applicable) | 2FA14E10 | 2 | EA | 76.47
PETE | 6626325 | 10.500.231 | SWITCH, PT #44A212115-001, FOR PETE #3 ALTERREX ASSOCIATED WITH TURBINE S/N 170X583. ALSO USED ON PETE #4 ALTERREX ASSOCIATED WITH TURBINE S/N 170X755. |  |  | 44A212115-001 | 2FA25G49 | 1 | EA | 59.65
PETE | 5007574 | 10.500.242 | TRANSMITTER, DIFF PRESS RESEARCH COTTRELL INC, MODEL 13A1MK2, UNIT PETE 4 SER NO = 4848331 |  |  | 13A1MK2 | 2FA23I19 | 2 | EA | 2242.48
PETE | 5008223 | 10.500.248 | VALVE, BALL, 4" TRIAC, 150#, FLANGED, FULL PORT, RTFE SEATS, 316 SS BODY, BALL & STEM, W/ LOCKING HANDLE. | 203AHFSP01 | 3-1 SILO DUSTLESS UNLOADER BOOSTER PUMP | F-01413-SSGA | SB1BE1 | 4 | EA | 7504.07
PETE | 3903110 | 10.500.255 | WEDGE, -ITEM 5 P/N 140160-1 FOR ASP STRAINERS TATE ANDALE SIZE 16 MODEL ALS/N 80-0026-1-2 PETE #4. |  |  | 140160-1 | SB5A2A7 | 2 | EA | 75.72
PETE | 5706798 | 10.500.287 | ACTUATOR, VALVE, DOUBLE ACTING ACTUATOR, USED ON PIN PADDLE MIXER/UNLOADER BLOWER ISOLATION VALVES. | 203AHFBS01 | 3-1 SILO FLUIDIZING BLOWER | 92-0930-11300-532 | 2FA6D26 | 2 | EA | 672.85
PETE | 5513266 | 10.500.288 | ADAPTER, THRUST BEARING, VERTICAL SHAFT, FOR PETE #3 & #4 ABB C-E SVCS. MODEL 903RP COAL PULVERIZERS, S/N 73831-73836. | 203BFCM001 | 3-1 PULVERIZER *** CONFINED SPACE ENTRY *** *** FOR PYRITE SECTION ONLY - SEE NOTES PAGE 6 *** | 94-312 | SB3K2A3 | 2 | EA | 10525.44
PETE | 5013465 | 10.500.296 | BEARING ASSEMBLY, MOTOR, NON-DRIVE END, USED ON BOOSTER FANS, PETE UNIT 4 FGD, DWG # C3138AA, S/N P208305. |  |  | A419885G01 | SB1EF2 | 1 | EA | 28950
PETE | 5301210 | 10.500.297 | BEARING, GEARBOX GUIDE ROLLER, | 204BSSBL11 | L-11 ECONOMIZER RETRACTABLE BLOWER | BEG-566 | 1FA8E48 | 4 | EA | 55.88
PETE | 5513982 | 10.500.301 | BEARING, NEEDLE, FOR PETE #3 & #4 ABB C-E SVCS. MODEL 903RP COAL PULVERIZERS. | 203BFCM001 | 3-1 PULVERIZER *** CONFINED SPACE ENTRY *** *** FOR PYRITE SECTION ONLY - SEE NOTES PAGE 6 *** | B-86 | 1FA13D14 | 38 | EA | 121.98
PETE | 5706133 | 10.500.303 | BEARING, EAGLE P/N D11368, FOR BM-D24828 REDUCER, USED ON 24" DIA. X 13'-6" LONG MIXER, #BM-D28458, S/N 10149, FOR PETE #3 & #4 SLUDGE WASTE TREATMENT.(BEARING CONSISTS OF: 1 TIMKEN CONE #637 & 1 TIMKEN CUP #632 OR EQUAL) | 203RWPM000 | PUG MILL | I54ST10314 | 2FA15H20 | 0 | EA | 0
PETE | 5004484 | 10.500.304 | BEARING, 4IN DIAMETER RFB-400 4-BELT DRIVE, DODGE, MODEL 60A/60C/60D, USED/UNIT PETE 3 MANUFACTURER PART NO = AC-3140-1-46 | 203RGMOD0A | FD60-A MODULE OUTLET DAMPER INCLUDES DRIVE UNIT, DAMPER, CHAIN AND ELECTRICAL CONTROLS. WIEGHT 1,560 LBS. | AC-3140-1-46 | SB3B2B6 | 3 | EA | 2409.27
PETE | 5706326 | 10.500.305 | BEARING, ITEM 20, DWG. 3800S, USED ON A-103 OVERFLOW SUMP AGITATOR FOR PETE 4 CSI, MODEL 3801-S-PTO, S.O. #840041-P, S/N 830800532. | 204RWSU000 | SP101 OVERFLOW SUMP *** CONFINED SPACE ENTRY *** *** SEE NOTES PAGE 6 *** | I54ST15709 | 2FA21E37 | 1 | EA | 104.89
PETE | 5721095 | 10.500.313 | BLOWER, FLYASH, GARDNER-DENVER 11CDL23 1ST STAGE BLOWER, 1770 RPM, 3615 ICFM, 12.28 PSIG DISCHARGE, FOR PETE #4-1 & #4-2 FLY ASH BLOWERS. | 204AHFB001 | 4-1 FLY ASH BLOWER ASSEMBLY | 162010-29 |  | 0 | EA | 0
PETE | 5109226 | 10.500.327 | BOLT, PLOW HEAD #3, 7/8" X 3-1/2" NC, FOR MICHIGAN 380 DOZER CUTTING EDGES, EARNALLOY. | 266CHE0101 | COAL HANDLING DOZER 280 **** SEE EQUIPMENT NOTES PAGE 6 **** *CUTTING AND WELDING PERMIT REQUIRED* | 7/8 X 3 1/2 NC | 2FA6H27 | 60 | EA | 126
PETE | 5012751 | 10.500.333 | BREAKER, CIRCUIT, MAGNETIC, MOLDED CASE, HKD FRAME, 600 VAC,, 250 VDC, 400 AMPERE, 3 POLE, INTERRUPTING RATING 100 KILOAMPERE @ 240 VAC, 65 KILOAMPERE@ 480 VAC, USED IN FREEDOM 2100 MCC, PETE SBS & 2&3 BAGHOUSE MCC'S. | 203MCCFF3A | UNIT 3 BAGHOUSE, 480 VOLT MCC FF-3A, SEC.1/1200 AMP., SEC. 2/8-600 AMP., 65,000 AMP. SHORT CIRCUIT RATING. MAIN INCOMING FROM 480 VOLT SWGR. BUS FF3A, CUBICLE 4B | HKD3400 | 2FA21D20 | 1 | EA | 2440.33
PETE | 5003668 | 10.500.339 | BUSHING, PUMP, THROAT, STUFFING BOX, 316SS, FOR PETE #3 IUCS RECLAIM WATER PUMPS, GOULDS PUMPS MODEL 3175M, 6 X 8 X 18, S/N 237B948. | 203RDRWP3A | P6-3A RECLAIM WATER PUMP INCLUDES PUMP, MOTOR AND CONTROLS | 75762-1203 | 2FA14F38 | 3 | EA | 1129.41
PETE | 6716015 | 10.500.340 | RETAINER BUSHING FOR YARWAY ARC VALVE 9200 SERIES, ITEM 8, USED ON PETE 4 ASH SLUICE PUMP RECIRC VALVES. | 204AHSWVR1 | 4-1 ASH SLUICE PUMP RECIRC VALVE/CHECK. | 10057209 | 2FA4C7 | 2 | EA | 15750.68
PETE | 5711544 | 10.500.352 | CLAMP, 5" FLANGE HALF, UNITED CONVEYOR CORP., USED ON ASH CONVEYOR LINES, PETE 3. UNITED CONVEYOR CORP PO 54674-4. MANUFACTURER PART NO. 17138 | 203AHPGEHD | ECONOMIZER HOPPER DISCHARGE PIPING AND WET LINE | 17138 | SB1RE5 | 2 | EA | 30.98
PETE | 5012738 | 10.500.368 | INTERLOCK, STARTER FREEDOM 1NO 1NC SIZE | 203MCCFF3A | UNIT 3 BAGHOUSE, 480 VOLT MCC FF-3A, SEC.1/1200 AMP., SEC. 2/8-600 AMP., 65,000 AMP. SHORT CIRCUIT RATING. MAIN INCOMING FROM 480 VOLT SWGR. BUS FF3A, CUBICLE 4B | C320KGS42 | 2FA21G27 | 2 | EA | 189.6
PETE | 5216050 | 10.500.382 | DEFLECTOR, OUTBOARD LP, ITEM 18, FOR G.E. COMPANY, S/N 122955-56 TURBINE, UNIT/AREA 3-1/3-2 MANUFACTURER PART NO = 125D181BC-1 |  |  | 125D181BC-1 | 2FA12A31 | 2 | EA | 7200
PETE | 5003965 | 10.500.383 | DIAPHRAGM KIT, FOR SOLENOID VALVES ON LIMESTONE SILO DUST COLLECTOR, PETE # 3, MFG # = 111-963173-1. | 203RPCVDC3 | UNIT 3 LIMESTONE BUNKER DUST COLLECTOR. | 111-963173-1 | 2FA15F29 | 6 | EA | 257.4
PETE | 5711358 | 10.500.388 | DISC, VALVE, FOR 1-1/2" VENT VALVE (4-1952-25), USED ON PETE #3 & #4 TOP ASH SYSTEMS, PER UC PO 54674-4. | 203AHFFA01 | A-1 PRECIP HOPPER AND NUVA FEEDER | 195207 | 1FA3F20 | 11 | EA | 868.51
PETE | 5702145 | 10.500.389 | DOOR, INSPECTION, HAND HOLE COVER, PT #16158 FOR PYRITE NOZZLE BODY FOR PETE 3&4. | 203AHTKP01 | 3-1 PYRITE HOPPER AND CATEGORY'S OF THE HOPPER | 16158 | 1FA3D25 | 1 | EA | 107
PETE | 5706091 | 10.500.392 | ELECTRODE | 204RWDCS01 | IUCS/CSI ROTO-CLONE DUST COLLECTION SYSTEM FOR DUST COLLECTION OF CO-5A & CO-5B PUG MILL DUST COLLECTION ( NEW SYSTEM AT IUCS/CSI SEPT. 2018) | AEI-1837384-006 | 2FA5F14 | 1 | EA | 408
PETE | 5701146 | 10.500.401 | FILTER-BREATHER, 1/4", USED WITH PIPING KIT-ASH INTAKE, PETE 2&3 BAGHOUSE. | 203BCOMP01 | UNIT 3 FABRIC FILTER COMPARTMENT #1, CONTAINS 34 ROWS OF 40 FILTER BAGS SUPPORTED ON WIRE CAGES, TOTAL OF 1360 BAGS. BAGS ARE 29.75' LONG, 5" DIAMETER. COMPARTMENTS ARE NUMBERED SO. TO NO., EAST TO WEST, S.E. IS #1, N.E.. IS #2. 2PI-FF-1801 DIFF.PRESS.GA | 32056-1 | 2FA11F56 | 2 | EA | 50
PETE | 5601157 | 10.500.406 | FUSE, KIT, HAROLD BECK & SONS, S/N 22-809-141291-01-XX, USED ON PETE 2 CONTROL DRIVES. | 203RFBFV01 | 3-1 BOOSTER FAN INLET VANES INCLUDES DRIVE UNIT, LINKAGE AND CONTROLS. NEW VANES AND DRIVE UNIT FOR ECC PROJECT. *** CONFINED SPACE ENTRY *** SEE NOTES PAGE 6 *** | 12-8061-52 | 4FA5A27 | 1 | LT | 135.5
PETE | 5216337 | 10.500.413 | GASKET, 15/16" O.D. TUBE TO HEADER VALVE , WALLACE & TIERNAN #P2476 FOR CHLORINATION SYS. COMPONENTS-DWG.#P5781-700A REV. B USED ON UNIT 3 & 4 SEAL WATER SYS. |  |  | P2476 | 2FA18E41 | 23 | EA | 4.83
PETE | 5513295 | 10.500.432 | GEAR REDUCER, BELT DRIVE, COMPLETE ASSY., 75:1 RATIO, FOR PETE #3 & #4 VARIABLE FREQUENCY COAL FEEDER DRIVES, S-E CO. SHOP ORDER #06096-0010. | 203BFCF001 | 3-1 COAL FEEDER ********SEE EQUIPMENT NOTES PAGE 6 ********** ***NUCLEAR DENSITY GAGE ATTACHED TO PIPING*** | V379503.B04 | SB1AF7 | 6 | EA | 38370
PETE | 5714018 | 10.500.433 | GEARBOX REDUCER, S/N VA0356251, USED ON PETE 44-15 TRANSFER CONVEYOR. | 272CNV0150 | CNV 44-15 GYPSUM TRANSFER CONVEYOR | CHHMS5-6170Y-R2SB-71 | SB1IA2 | 1 | EA | 3819.48
PETE | 5004047 | 10.500.446 | IDLER, RETURN, 5" CANS, SELF-ALIGNING, FOR 24" BELT, USED ON PETE #3 & #4 IUCS/CSI FILTER DISCHARGE & MIXER FEED CONVEYORS. | 203RWCB01A | CO-1A FILTER DISCH CONVEYOR | CS RETA 24 | SB3E1B1 | 0 | EA | 0
PETE | 5005964 | 10.500.452 | JOINT, EXPANSION, 10" X 16" FF, SUPERFLEX STYLE 1000 EPDM TUBE & COVER, POLY REINFORCED TRIPLE ARCH FILLED, W/ 150# DUCK & RUBBER FLANGES, FOR PETE #4 SCRUBBER RETURN WATER LINE. | 204RMPG000 | MISCELLANEOUS PIPING | 103FEE10X16 | SB1AA7 | 3 | EA | 4420.68
PETE | 5706144 | 10.500.453 | KEY, FOR BM-D24828 REDUCER, USED ON 24" DIA. X 13'-6" LONG MIXER, #BM-D28458, S/N 10149, FOR PETE #3 & #4 SLUDGE WASTE TREATMENT, MFT. P/N D11403. | 203RWPM000 | PUG MILL | D11403 | 2FA15E38 | 0 | EA | 0
PETE | 2609689 | 10.500.456 | LAMP, NEON PILOT 115AC GLO-DOT SERIES LENS COLOR-AMBER 101, #2110A3 FOR UNIT #3 ASH SYSTEM. |  |  |  | 1FA5F7 | 10 | EA | 24.9
PETE | 5402961 | 10.500.457 | LAMP, INDICATING, GREEN, FOR 1200 & 3000 AMP HORIZONTAL DRAWOUT, USED ON PETE 4KV SWITCHGEARS. |  |  | 00871091282 | 2FA16B38 | 6 | EA | 204
PETE | 5301066 | 10.500.460 | LH VALVE CAM ARM ASSEMBLY | 203BSSBL10 | L-10 ECONOMIZER SOOT BLOWER IK-525 | BP331289-1033 | 2FA22I3 | 2 | EA | 1449.94
PETE | 5706432 | 10.500.464 | LOAD CELL ASSY, FOR MODEL 950 WEIGH FEEDER (FD-102) MERRICK S/N 950-DSC-17594 PETE #4 FGD WASTE STABILIZATION PLANT MERRICK P/N 15593. | 203RWBSWFS | WS-1B BELT SCALE(CO-1B) INCLUDES ELECTRONICS, WEIGHBRIDGE AND CONTROLS | A25538-14 | 2FA21A3 | 1 | EA | 1995.91
PETE | 5301281 | 10.500.465 | LUBRICANT, SPRAY "A" AEROSEL, FOR PETE #3 MODEL MK-11 RETRACTABLE SOOTBLOWERS. | 203BSSBL01 | L-1 LONG RETRACT T 30 MARK 2 | L90MV03463 | 1FA9B17 | 30 | EA | 302.17
PETE | 5009047 | 10.500.488 | O-RING, IMPELLER SEAL, FOR PETE #1 & #2 SCRUBBER DISPOSAL FEED, DEWATERING HYDROCLONE, PETE #4 SCRUBBER REAGENT FEED & PETE #4 CSI THICKNER UNDERFLOW & RETURN WATER PUMPS, WARMAN PUMPS MODELS 4/3DAH & 6/4EAH. | 204RDRWP01 | P412-1 RETURN WATER PUMP | E064S50 | 2FA17E52 | 1 | EA | 31.47
PETE | 5005318 | 10.500.490 | O-RING, VITON, 810 X 10, FOR DUECHTING PUMP MODEL MCC 500-800, USED ON PETE #4 SCRUBBER ABSORBER FEED PUMP. |  |  | 5.321092 | 1FA7D22 | 6 | EA | 1323.53
PETE | 5503928 | 10.500.493 | PACKING, RING, WORM SHAFT, FOR EWS #7 & PETE #2, #3 & #4 ABB C-E SVCS. MODELS 803RS, 823RPS & 903RP COAL PULVERIZERS. (4 RINGS & 5 SEPARATORS = ONE SET). | 203BFCM001 | 3-1 PULVERIZER *** CONFINED SPACE ENTRY *** *** FOR PYRITE SECTION ONLY - SEE NOTES PAGE 6 *** | MP-7348F | 1FA12A2 | 3 | ST | 606.97
PETE | 5706822 | 10.500.495 | PACKING, BRAID, FOR ASH FEED VALVE, TO PADDLE MIXER/UNLOADER 4050, DWG #5-1941-199, AT PETE 3&4 FLY ASH SILOS. | 203AHFU031 | 3-1 ROTARY DUSTLESS UNLOADER | 406179-11 | 2FA6F38 | 6 | FT | 64.2
PETE | 5706843 | 10.500.497 | PADDLE KIT, DURITE "H", USED ON PADDLE MIXER/UNLOADER 4050, AT PETE UNIT 3&4 FLYASH SILO, UCC DWG #5-6200-88-10. | 203AHFU031 | 3-1 ROTARY DUSTLESS UNLOADER | 6200-64-3 | 2FA6H13 | 3 | EA | 720
PETE | 5304262 | 10.500.500 | PIN, NOZZLE PIVOT ASSY., #4, FOR PETE #1 ABB C-E SVCS. COAL BURNER NOZZLES. | 204BFCBD00 | D CORNER BURNERS, TILTS, LINKAGE, AND DRIVE UNIT | B-810-228 | 1FA6F31 | 58 | EA | 1317.18
PETE | 5711504 | 10.500.503 | PIPE, DURITE, 8" DIA. X 18" LONG, W/ BEVELED ENDS, FOR PETE #3 PYRITE HOLDING TANK. | 203AH00000 | UNIT 3 ASH HANDLING SYSTEM | 174108-180 | SB1RE6 | 2 | EA | 950
PETE | 5301183 | 10.500.510 | POPPET VALVE FLANGE GASKET | 203BSSBL10 | L-10 ECONOMIZER SOOT BLOWER IK-525 | BP350256-010A | 1FA8E15 | 3 | EA | 49.36
PETE | 6626280 | 10.500.511 | POTENTIOMETER, REGULATOR, 2W, FOR ALTERREX REGULATOR CUBICLE, USED ON PETE #4 FOR G.E. TURBINE, S/N 170 X 755. |  |  | 573A381P8A | 2FA22E21 | 1 | EA | 50
PETE | 5004459 | 10.500.515 | PULLEY, DRIVE, "MOTOR", FOR THICKNER RAKE, USED ON PETE #3 IUCS/CSI THICKNER TANK, EIMCO MODEL C60B2P, S/N 76011-01. | 203RDTHD01 | THICKNER DRIVE #1 GEAR REDUCER AND MOTOR | TL-22H-150 | 2FA5E10 | 2 | EA | 101.68
PETE | 5711028 | 10.500.534 | RING, GUIDE, ITEM #35 DWG.# A-10564 FOR 8" DEZURIK KNIFE GATE VALVE,W/ C-4ACTUATOR, UNIT #2, CONTR. #A-60901. |  |  |  | 1FA7E30 | 5 | EA | 5
PETE | 5714207 | 10.500.538 | RING, RETAINING, FOR PETE #3 & #4 STOCK EQUIPMENT COAL FEEDERS, S-E CO. #5124. | 203BFCF001 | 3-1 COAL FEEDER ********SEE EQUIPMENT NOTES PAGE 6 ********** ***NUCLEAR DENSITY GAGE ATTACHED TO PIPING*** | V405740.B01 | 2FA15F25 | 6 | EA | 73.86
PETE | 5004621 | 10.500.543 | ROTOR, FAN, 1 5/8"BORE, CCW ROTATION FOR AIR FAN NEW YORK BLOWER CO, MODEL2210S, USED PETE 3 MANUFACTURER PART NO = A-6879/8-20-85 | 203RFBFDO1 | FD-20A, 3-1 BOOSTER FAN OUTLET DAMPER INCLUDES DRIVE UNIT, DAMPER, CHAIN AND CONTROLS *** CONFINED SPACE ENTRY *** *** SEE NOTES PAGE 6 *** | A-6879/8-20-85 | SB3B2A5 | 1 | EA | 396.44
PETE | 5005288 | 10.500.553 | SEAL, OIL, REDUCER, FOR PETE #4 SCRUBBER MILL SLURRY & BALL MILL SUMP MIXERS, RESEARCH-COTTRELL INC MODEL MIXCO-73. | 204RBSMBMD | BALL MILL AREA DRAINAGE SUMP MIXER & MOTOR | 13649 | 4FA4A3 | 5 | EA | 23.1
PETE | 5317155 | 10.500.556 | MOTOR OIL RING AND SEALS, (1 SEET), FOR THE "DRIVE END" (REQUIRES 2 SEALS & 1 RING), USED ON PETE 3 BOOSTER FAN MOTORS | 203RFBF001 | 3-1 BOOSTER FAN INCLUDES FAN WHEEL, HOUSING, LUBE OIL SYSTEM AND BEARINGS. NEW FAN 2015 FOR ECC PROJECT. *** CONFINED SPACE ENTRY *** SEE NOTES PAGE 6 *** | C3300AA/AB | 2FA25J11 | 1 | EA | 11820
PETE | 5706442 | 10.500.559 | SENSOR ASSY, SPEED, DIGITAL, MERRICK DSP-6 #119002, USED ON WEIGH SCALES AT I.U.C.S. PETE #3. |  |  | 119002 | 1FA6H1 | 1 | EA | 2000.24
PETE | 5301229 | 10.500.562 | SHAFT, SPUR GEAR, FOR RETRACT/WALL BLWR W/DA HEAD COPES-VULCAN, MODEL MK-IIE T-30, UNIT 3. | 203BSSBL01 | L-1 LONG RETRACT T 30 MARK 2 | 013571 | 1FA3F9 | 3 | EA | 96.3
PETE | 5706121 | 10.500.564 | SHAFT, STUB, FOR PETE #3 & #4 IUCS/CSI PUGMILL MIXERS, 24" X 13'-6", EAGLE IRON WORKS MODEL BM-D28458, S/N 10149. | 204RWPM000 | PUGMILL MCC 101 PUG MILL MIXER M-101 | B05360 | SB3B2B5 | 4 | EA | 11983.37
PETE | 5309285 | 10.500.565 | SHIELD, BOILER TUBE, 309 SS, 10 GA., 4 FT. LONG, FOR 2-1/2" O.D. TUBE. (220 DEG. COVERAGE) | 204BFCM004 | 4-4 PULVERIZER *** CONFINED SPACE ENTRY *** *** FOR PYRITE SECTION ONLY - SEE NOTES PAGE 6 *** |  | SB1FD6 | 89 | EA | 3268.97
PETE | 5005174 | 10.500.567 | SHIM, LOW SPEED SHAFT BOTTOM CHEMINEER MIXERS MANUFACTURER PART NO = 4204-000 | 204RDDFTM0 | DISPOSAL FEED TANK MIXER | 4204-000 | 4FA2E14 | 1 | EA | 228
PETE | 5009929 | 10.500.569 | SKIRT, SPLASH, CERAMIC LINED STEEL, FOR PETE #1 & #2 SCRUBBER PRIMARY HYDROCLONES, KREBS CYCLONE MODEL D6B12S839XZ, DWG. #S839-M1300-PS-XZ-123053U. | 203RPMSH00 | MILL SLURRY HYDROCLONES | C4885ST-CX | SB3C1A3 | 3 | EA | 1266
PETE | 5012885 | 10.500.575 | SPACER, SPRING, END, FOR ERIEZ MODEL D55P HT VIBRATORS WITH S/N 270535, USED ON FOSTER WHEELER P.J.F.F. (BAGHOUSE) HOPPERS. | 203AHHPR01 | UNIT3 ASH HOPPER # 1, HOPPER HEATERS &; 3FA5001V-ASH GATE 3SV-FA5001-SOV 3TE-FF-1701A & B- RTD TEMP. DETS. 3LE-FF-1501-HH ASH LEVEL ELEMENT 3LE-FF-1601-H ASH LEVEL ELEMENT 3FF1301E-VIB. 3FF1401E-VIB. SEE ASSET NOTES FOR MFG PART NUMBERS. | 112034 | 4FA4E30 | 8 | EA | 200
PETE | 5305400 | 10.500.579 | SPRING, RETRT MECHANISM, FOR ABB COMBUSTION ENG SCVS, UNIT 4 MANUFACTURER PART NO = 941431 | 204BFWGL01 | WARMUP OIL GUNS LEVEL 1/2 A,B,C & D CORNERS | 941431 | 1FA6F17 | 7 | EA | 57.19
PETE | 5610290 | 10.500.594 | SWITCH, LIMIT, SQUARE D CLASS 9007 S/N B TYPE TYD12 FORM CD 3 POINT DOUBLETHROW MAX. RATING 15 AMP 600VAC, #3 SOOTBLOWERS. |  |  | TYD12 | 2FA7F4 | 2 | EA | 597.34
PETE | 5013456 | 10.500.597 | SWITCH, STARVATION, USED ON MERRICK WEIGH FEEDER, MODEL 450-36-G, S/N 30491, PETE 4 LIMESTONE PREP BLDG. | 204LSW4405 | LIMESTONE WEIGH FEEDER FOR BALLMILL 44-05 | FE12260 | 1FA11E25 | 1 | EA | 500
PETE | 5706243 | 10.500.600 | TEE, INLET (INTAKE), 18" X 6", CARBON STEEL, FLANGED ON ONE END FOR 18" XL ROTARY VALVE, USED ON PETE #3 IUCS FLYASH ROTARY FEEDER (IT 1-6), DELTA/DUCON 18" TYPE B-2, NON-REVERSING, ASSY. MARK #2T-1209, T-929C. | 203RWFARF0 | FLYASH ROTARY FEEDER AND MOTOR | T-1310 | SB3F2C3 | 0 | EA | 0
PETE | 3203035 | 10.500.616 | TUBING, STEEL, HYD. 1/4" .035 WALL WELDED H P/N 1659 1/4 USED ON HYDRAULIC SYSTEM, PETE 4 SCRUBBER CLARKSON VALVES. |  |  | 1659 1/4 | SB2B5B2 | 51 | FT | 117.81
PETE | 5706184 | 10.500.624 | VALVE, BALL, 4", APOLLO FIG. 87, 150# SS BODY, 316SS FULL PORT BALL, 316SS STEM, GROUNDED BALL, STEM & SEATS, W/ LOCKING HANDLE, FOR SUCTION DRAIN, USED ON PETE #4 DEWATERING SLURRY PUMPS. | 272FFP4100 | FFP 44-01 FILTER FEED PUMP | 87A-20A-80 | SB1GD9 | 2 | EA | 3306.14
PETE | 5706456 | 10.500.631 | VALVE, SOLENOID, PILOT OPERATED, DUST CONTROL, FOR PETE #3 IUCS/CSI TRAIN FLYASH LOAD-OUT STATION, DCL MODEL #CFM330-1H14, JOB #J015716, S/N 20578004, TAG #M004. | 203RWTLS01 | UNIT 3 FLYASH SILO DCL TRAIN LOADOUT STATION | USF8257A001-120/60 | 2FA6F18 | 2 | EA | 104
PETE | 5706907 | 10.500.632 | VALVE-ASSY, ASH FEED, 6" DIAMETER | 203AHFU031 | 3-1 ROTARY DUSTLESS UNLOADER | 1941-199 | 4FA56B1 | 1 | EA | 3004
PETE | 6501146 | 10.500.638 | WHEEL, WORM #515799-04, USED ON UNIT 3 TURBINE DRIVEN BOILER FEED PUMPS OIL PURIFIER. |  |  |  | 2FA12F57 | 1 | EA | 322.95
PETE | 5004450 | 10.500.648 | BEARING, BALL, FOR PETE #3 IUCS THICKENER RAKE, W/ CLD60 LIFTING DEVICE, EIMCO PROCESS EQUIPMENT MODEL C60B2P, S/N 76011-01. | 203RDTHD01 | THICKNER DRIVE #1 GEAR REDUCER AND MOTOR | F60073 | 2FA5E7 | 2 | EA | 528
PETE | 5004359 | 10.500.650 | BEARING,BALL,SINGLE ROW,RADIAL,MEDIUM SERIES, 40 MM BORE,OPEN | 204RWVFFA1 | FL-101 VACUUM FILTER AGITATOR | F10DX34950 | 4FA3E21 | 1 | EA | 10.69
PETE | 7001051 | 10.500.651 | BEARING, BALL, SINGLE ROW, RADIAL, LIGHT SERIES, 25 MM BORE, ONE SHIELD, W/ SNAP-RING. | 204AHFB001 | 4-1 FLY ASH BLOWER ASSEMBLY | 6205 2ZNRJEM | 1FA7E62 | 2 | EA | 38.68
PETE | 5003385 | 10.500.652 | BEARING,BALL,SINGLE ROW,RADIAL,LIGHT SERIES, 60 MM BORE,OPEN | 203RH00000 | UNIT 3 SCRUBBER REHEATER AND CONDENSATE SYSTEM. | 212 | 2FA14F16 | 3 | EA | 19.56
PETE | 5204016 | 10.500.653 | BEARING FOR HP END OF 3-2 BOILER FEED PUMP TURBINE, JOURNAL SIZE: 5.939" -- BEARING SIZE: VERTICAL 5.949" +\-0.001", HORIZONTAL SIZE: 5.958" +\-0.001". (DEVIATED HP BEARING FROM ORIGINAL DRW #125D340RY-11) -- MUST INCLUDE THERMOCOUPLES- | 203FWBFT02 | 3-2 BOILER FEED PUMP TURBINE INCLUDES FEED PUMP TURBINE TURNING GEAR MOTOR AND ALL ASSOC. EQUIPMENT. | 122956 DEV HP BRG | 2FA12G23 | 1 | EA | 9910.52
PETE | 5705171 | 10.500.654 | BEARING, PILLOW BLOCK, 4-BOLT, W/ POSI-TRAC SEALS, 4-15/16" SHAFT, W/ ADAPTER, CAT. #SNW28, FOR TAIL BEARING SHAFT, USED ON PETE #3 IUCS PUGMILL MIXERS. | 203RWPM000 | PUG MILL | SAFXT528 | SB1BD6 | 2 | EA | 6320
PETE | 5005692 | 10.500.655 | BEARING, PUMP, FOR PETE #4 CSI THICKENER SUMP PUMP, WARMAN PUMPS MODEL 100RV-SPR. | 204RBSU042 | P404-2 FGD AREA DRAINAGE SUMP PUMP. | R009 | SB3B2A3 | 1 | EA | 441.9
PETE | 6501126 | 10.500.659 | BEARING, #12174 USED ON UNIT #3 TURBINE DRIVEN BOILER FEED PUMPS OIL PURIFIER. |  |  | 6203 JEM | 2FA12E57 | 4 | EA | 8.08
PETE | 5005176 | 10.500.662 | BEARING, LOW SPEED SHAFT FOR MECHANICAL MIXER CHEMINEER MIXERS, MODEL 4-HTD-7.5,TYPE AP IMPELLER MANUFACTURER PART NO = 03200-211A DISPOSAL SYSTEM FEED TANK | 204RDDFTM0 | DISPOSAL FEED TANK MIXER | I54ST15102 | 4FA2H5 | 2 | EA | 136
PETE | 5706838 | 10.500.666 | BELT, TIMING, USED ON PADDLE MIXER/UNLOADER 4050, DWG #5-6200-88-10, AT PETE 3&4 FLY ASH SILOS. | 203AHFU031 | 3-1 ROTARY DUSTLESS UNLOADER | 36301-6 | 2FA6I9 | 5 | EA | 7107.5
PETE | 7004147 | 10.500.668 | BELT, V-DRIVE, CUT LENGTH- 78", TOP WIDTH- 21/32". (MATCHED SET OF 2) | 204RWCB01B | CO-101B FILTER DISCH CONVEYOR. | B75 | 2FA15G29 | 3 | ST | 56.28
PETE | 6501156 | 10.500.675 | BLOCK ASSY, VALVE, DOUBLE ACTING, INCLUDING HUMPHREY CARTRIDGE VALVE, SPRING RETURN, REF. PTS. LIST DP-14 INDEX #15 FOR WORCESTER SERIES 34 PNEUMATIC ACUTATOR SIZE 1 1/2" MK44B3, STYLE B34S R2, UNIT #4, TURBINE LUBE OIL CONDITION |  |  | ************************* | 2FA21E48 | 1 | EA | 62.5
PETE | 5002022 | 10.500.682 | BOARD, ANALOG INPUT CARD, PTAC DI, NEUNDORFER SLC500 MODEL, FOR POWER CONTROLS, USED ON PETE #3 PRECIPITATORS. | 203ENPRCP1 | UNIT 3 PRECIPITATOR 3-1 (SOUTH) INCLUDES CONTROLS, TR SETS, VIBRATORS, RAPPERS, DOORS, LOCKS AND HIGH VOLTAGE BUSHINGS. ***** CONFINED SPACE/SAFETY SEE NOTES PAGE 6 ***** | 1746-IA16 | 2FA11D38 | 2 | EA | 756
PETE | 5305417 | 10.500.685 | BOARD, FLAME SCANNER, POWER SUPPLY, ELECTRONIC CHASSIS MODEL D-984-0726, FOR PETE ABB C-E SVCS. BOILER FUEL SYSTEMS. | 203BFFSMAG | UNIT 3 FLAME SCANNER SYSTEM DETECTOR, TIPS, NOZZLES, TUBES AND ELECTRONICS | C87-92524 | 2FA25C18 | 4 | EA | 3187
PETE | 5711765 | 10.500.690 | BODY KIT, FOR PETE #3 & #4 & EWS #7 TOP ASH SYSTEMS, PER UC DWG. #5-1512-106. | 203AHFFA01 | A-1 PRECIP HOPPER AND NUVA FEEDER | 1512-148-1 | SB1BC9 | 1 | EA | 3356.68
PETE | 5603616 | 10.500.691 | BODY, P/N 42A8978X012 FOR FISHER VALVE 4" 8500 SERIES #3 UNIT. | 244ILCV050 | CV-50 CATION NORMAL INLET | 42A8978X012 | 1FA2G6 | 1 | EA | 533.07
PETE | 5513567 | 10.500.705 | BOLT, SHROUDED, HEX HEAD, 5/8"-18 X 1-5/8", W/ ACCESSORY KIT, CONSISTS OF (14) BOLTS, NUTS & LOCKWASHERS, (1) GASKET, FOR #4 FASTS COUPLING, USED ON PETE #1 & #2 ABB C-E SVCS. MODEL 683RPS & 823RPS COAL PULVERIZERS. | 204BFCM001 | 4-1 PULVERIZER *** CONFINED SPACE ENTRY *** *** FOR PYRITE SECTION ONLY - SEE NOTES PAGE 6 *** | 4SB FS | 1FA12A13 | 3 | ST | 232.74
PETE | 5402727 | 10.500.714 | BREAKER, CIRCUIT, TYPE LAB 3 POLE, CAT. #LAB 3300 STYLE #371D333G26, 300 A. 600 V. MAG. TRIP ADJ 3000-1500 USED ON SUBSTATION FEEDER PANEL. |  |  |  | 2FA7G24 | 1 | EA | 1032.55
PETE | 5006936 | 10.500.718 | BREAKER, CIRCUIT PANELBOARD BREAKER HFD 3P, 15A | 203ACISI&C | UNIT 3 ACTIVATED CARBON INJECTION SYSTEM INSTRUMENTS & CONTROLS, INCLUDES ALL SYSTEM MEASURING, INDICATING, TRUCK UNLOADING, CONTROLLING INSTRUMENTS.. | HFD3015 | 4FA3F13 | 1 | EA | 574
PETE | 5002564 | 10.500.727 | BUSHING, LOW VOLT, WESTINGHOUSE ELECTRIC CO, USED #4 PRECIPITATOR, TRANSFORMER/RECTIFIER MANUFACTURER PART NO = 5644C95G02 |  |  | 5644C95G02 | 2FA21I11 | 3 | EA | 478.8
PETE | 5002224 | 10.500.732 | BUSHING, H.T. WALL, FOR RESEARCH COTTRELL PRECIPITATOR, PETE #1-1 AND 3, (FEED THROUGH), MODEL 3117, MFT. P/N 7121-L1. | 203ENP0000 | UNIT 3 PRECIPITATORS INCLUDES CONTROLS, TR SETS, VIBRATORS, RAPPERS, DOORS, LOCKS AND HIGH VOLTAGE BUSHINGS. *********CONFINED SPACE SEE NOTES PAGE 6********* | 7121-L1 | SB5A4B4 | 4 | EA | 1093.12
PETE | 5225626 | 10.500.810 | ZINC ANODE SET, FLYGT PUMP MODEL #3301.185-5108 , USED ON PETE FGD TRANSFER SUMP PUMP. | 245FGDTSPA | FGD TRANSFER SUMP PUMP "A" INCLUDES PUMP/MOTOR, CONTROLS, VALVES AND PIPING. FED FROM. | 6715614 | 2FA18D12 | 1 | EA | 693
PETE | 5706470 | 10.500.811 | LEVER ARM, ADJUSTABLE, LIMIT SWITCH, 3-POSITION, NEUTRAL, RETURN-TO-CENTER, FOR DUAL DIRECTION HOPPER POSITIONER, USED ON PETE #3 IUCS TRAIN FLYASH LOAD-OUT STATION, DCL MODEL #HPD6X2-251-M1Q1P1, JOB #J015719, S/N 20578007, TAG #M006. | 203RWTLS01 | UNIT 3 FLYASH SILO DCL TRAIN LOADOUT STATION | LSZ52E | 2FA6E15 | 1 | EA | 29
PETE | 5301616 | 10.500.814 | AXLE, FOR RETRACTABLE SOOT BLOWERS TRAV. CARRIAGE COPES-VULCAN, MODEL MK-II, DESC TRAVELING CARRIAGE MANUFACTURER PART NO = 31226 | 203BSSBL01 | L-1 LONG RETRACT T 30 MARK 2 | 31226 | 2FA19B2 | 2 | EA | 221.02
PETE | 5013419 | 10.500.829 | FILTER, AIR, USED ON BOOSTER FANS, PETE UNIT 4 FGD, DWG# C3138AA, S/N P208305. | 204RFBFM01 | UNIT 4 BOOSTER FAN MOTOR. (4-1) INCLUDES MOTOR AND CONTROLS. | 2209C03H14 | 4FA57B3 | 12 | EA | 5835.31
PETE | 5301180 | 10.500.852 | GASKET, #31233 ITEM 32 DRAWING #E 59215 REV 24 FOR T-30 M.K.11E COMBINATION RETRACTABLE/WALL BLOWER W/DA HEAD #3 UNIT. | 203BSSBL01 | L-1 LONG RETRACT T 30 MARK 2 | 31233 | 1FA3E7 | 22 | EA | 29.04
PETE | 5711292 | 10.500.862 | GASKET, SK-408396 FOR 6" BELLOWS EXP. JOINT (LONG) (4-1730-235) AS FURNISHED ON UCC PO 54674-4 FOR ASH HANDLING SYS PETE #3. |  |  |  | 1FA3A11 | 4 | EA | 8.04
PETE | 5004365 | 10.500.874 | GASKET, VENTURI, POLYPROPHLENE, FOR VENT FILTERS, USED ON PETE #4 IUCS/CSI FLY ASH SILO DUST COLLECTORS, MIKRO-PULSAIRE HOSOKAWA MICRON MODEL 196S1020TR, S/N 79284H1. | 203RWFA000 | UNIT #3 FLYASH SILO INCLUDES SILO AND ALL ASSOCIATED EQUIPMENT BLOWERS, FEEDERS AND EQUIPMENT.. | 351018 | 2FA25B19 | 61 | EA | 234.85
PETE | 5503915 | 10.500.880 | GASKET, INSPECTION COVER, FOR PETE #2, #3 & #4 ABB C-E SVCS. MODEL 823RPS & 903RP COAL PULVERIZERS, S/N 66810-66814 & 73831-73836. | 203BFCM001 | 3-1 PULVERIZER *** CONFINED SPACE ENTRY *** *** FOR PYRITE SECTION ONLY - SEE NOTES PAGE 6 *** | GP-2343 | 1FA12B1 | 5 | EA | 232.95
PETE | 5004567 | 10.500.881 | GASKET, NEOPRENE, FOR KREBS MODEL GMAX6 HYDROCLONES, USED ON PETE #3 & #5 LIMESTONE BALL MILLS. | 203MSH0003 | UNIT 3 MILL SLURRY HYDROCLONE #3 | G7-1020-RN | SB3A1A2 | 3 | EA | 54.33
PETE | 5711325 | 10.500.882 | GASKET, PIPING, 4", RUBBER {STEEL REINFORCED}, FOR PETE #3 & #4 IUCS/CSI FLYASH PIPING & BOTTOM ASH SYSTEMS, PER UCC PO 54674-4. | 203AHPGD00 | WET ASH DISCHARGE PIPING TO ASH POND AND DEWATERING BINS. | 408295-1 | 1FA21B4 | 2 | EA | 102.74
PETE | 5711340 | 10.500.883 | GASKET, RUBBER, FOR 12" NUVALOY PIPE, USED ON PETE #3 & #4 BOTTOM ASH SYSTEMS, PER UC PO 54674-4. | 203AHPGBV1 | COV-2052, (BV-1) TOP ASH WET TO BOTTOM ASH. LOCATED NORTH OF "C" ASH HOPPER 1ST FL | 17066 | 4FA54A5 | 7 | EA | 303.43
PETE | 5711256 | 10.500.885 | GASKET, WINDOW, 4", FOR NUVAFEEDER WINDOW (SK-2710-17), USED ON PETE #2, #3 & #4 TOP ASH SYSTEMS, PER UC PO 54674-4. | 203AHBHH0A | UNIT 3 (A) BOTTOM ASH HOPPER ***CONFINED SPACE ENTRY*** ***SEE NOTES PAGE 6*** | SK-15289 | 1FA3F15 | 3 | EA | 19.2
PETE | 5005169 | 10.500.892 | GEAR, SPIRAL BEVEL, FOR CHEMINEER MIXERS, MODEL 4-HTD-7.5, SIZE/DESC PETE 4, MANUFACTURER PART NO = 23048-950A | 204RDDFTM0 | DISPOSAL FEED TANK MIXER | PT#23048-950A ( | 4FA2G5 | 1 | EA | 421
PETE | 5301073 | 10.500.893 | GEAR, WORM, FOR WALL BLOWER COPES-VULCAN, MODEL RW-5E. | 203BSSBA01 | A-1 "A" ROW WALL SOOTBLOWER | 062429 | 1FA3E3 | 2 | EA | 71.96
PETE | 5301106 | 10.500.895 | GEARBOX, MAIN, ROTARY, FOR COPES-VULCAN, MODEL MK-II RETRACTS. | 203BSSBL01 | L-1 LONG RETRACT T 30 MARK 2 | 032790 | SB1AD8 | 2 | EA | 3110.22
PETE | 5005430 | 10.500.902 | GUIDE, UPPER, BRASS, FOR LUBRICATING PUMP GRACO, MODEL 203-869E MANUFACTURER PART NO = 160-672 | 204RPBMLO0 | BALL MILL LUBE SYSTEM | 160-672 | 2FA24F11 | 1 | EA | 10.51
PETE | 5305030 | 10.500.905 | HEAD, EXACTA FLAME SCANNER, W/ VISIBLE LIGHT, FOR PETE #1, #2 & #4 IGNITOR FLAME SCANNERS, ABB C-E SVCS. LIMELIGHT MODEL. |  |  | ESH-700-VL-LS | 2FA11D2 | 4 | EA | 4359.46
PETE | 5002981 | 10.500.910 | HEATER, INSULATOR BUSHING-TUBULAR, FOR PETE #3 PRECIPITATOR, R-C P/N 57043-L2. | 203ENPRCP1 | UNIT 3 PRECIPITATOR 3-1 (SOUTH) INCLUDES CONTROLS, TR SETS, VIBRATORS, RAPPERS, DOORS, LOCKS AND HIGH VOLTAGE BUSHINGS. ***** CONFINED SPACE/SAFETY SEE NOTES PAGE 6 ***** | 57043-L2 | 4FA53A7 | 2 | EA | 72
PETE | 5012927 | 10.500.915 | HOSE, HYDRAULIC, 1.00 X 44 ORFS, FOR INGERSOL RAND MODEL A75i-A125 COMPRESSORS, USED ON PETE 2 & 3 BAGHOUSE INSTRUMENT AIR COMPRESSORS. | 203BCOMP01 | UNIT 3 FABRIC FILTER COMPARTMENT #1, CONTAINS 34 ROWS OF 40 FILTER BAGS SUPPORTED ON WIRE CAGES, TOTAL OF 1360 BAGS. BAGS ARE 29.75' LONG, 5" DIAMETER. COMPARTMENTS ARE NUMBERED SO. TO NO., EAST TO WEST, S.E. IS #1, N.E.. IS #2. 2PI-FF-1801 DIFF.PRESS.GA | 24266223 | SB1ID4 | 2 | EA | 566
PETE | 5513972 | 10.500.916 | HOUSING, LOWER JOURNAL, FOR PETE #3 & #4 ABB C-E SVCS. MODEL 903RP COAL PULVERIZERS. | 203BFCM001 | 3-1 PULVERIZER *** CONFINED SPACE ENTRY *** *** FOR PYRITE SECTION ONLY - SEE NOTES PAGE 6 *** | E-11987 | SB3L2C2 | 8 | EA | 87040
PETE | 5701107 | 10.500.931 | PIN-WEDGE, KNIFE GATE VALVE, 8", 40D, PETE 2&3 BAGHOUSE. | 203BCOMP01 | UNIT 3 FABRIC FILTER COMPARTMENT #1, CONTAINS 34 ROWS OF 40 FILTER BAGS SUPPORTED ON WIRE CAGES, TOTAL OF 1360 BAGS. BAGS ARE 29.75' LONG, 5" DIAMETER. COMPARTMENTS ARE NUMBERED SO. TO NO., EAST TO WEST, S.E. IS #1, N.E.. IS #2. 2PI-FF-1801 DIFF.PRESS.GA | 191897-2 | 2FA11F60 | 2 | EA | 82
PETE | 5301224 | 10.500.932 | PINION, RACK (STEEL), FOR C-V, MODEL MK-II T-30 COMBO RETRACT/WALL BLOWER BLOWER W/DA HEAD | 203BSSBL01 | L-1 LONG RETRACT T 30 MARK 2 | 095586 | 1FA3F8 | 2 | EA | 181.6
PETE | 5711515 | 10.500.934 | PIPE, DURITE, SIZE- 12, LENGTH- 7.75 IN CONNECTION- BEVELED. | 204AHPGD00 | BOTTOM ASH DISCHARGE PIPING. | 170284-80 | SB1QB9 | 3 | EA | 563.07
PETE | 3910137 | 10.500.936 | PLATE, BASE, POSITION SWITCH SUB ASSY., T4-128 FOR CRANE TELEDYNE MOTOR OPERATED VALVES, MODEL T4-02, S.O. 950046 S/N T-1144, UNIT #1. |  |  | T4-128 | 1FA10E62 | 2 | EA | 35.72
PETE | 5009911 | 10.500.938 | FRAME PLATE, PUMP, FOR PETE #1 & #2 SCRUBBER DISPOSAL FEED PUMPS, (121-1 & -2) & (122-1 & -2), WARMAN PUMPS MODELS 043DAHRRAJ 5310 & 043DAHAAAJ. | 204RPMSP01 | MILL SLURRY PUMP P408-1 | D3032D21 | SB3Q1B1 | 1 | EA | 3430.83
PETE | 6623700 | 10.500.951 | POWER SUPPLY, 125V, SEQ. #89KK, CAT. #U6028AAXP0003 FOR UNIT 3 & 4 TURBINES 170X583 & 170X755. |  |  |  | 4FA52A1 | 1 | EA | 3274.78
PETE | 5012577 | 10.500.952 | PLUG-IN POWER SUPPLY, USED ON UNIT 4, 2014, E.S.P. UPGRADE. RAPPER CONTROLLER PARTS. |  |  | D20655 | 2FA21B30 | 1 | EA | 750
PETE | 6006084 | 10.500.965 | ROD, PUSH, SOLENOID, FOR VIBRATION/TEMPERATURE & MULTIPOINT RECORDER, L&N,MODELS 1650/2500 UNITS PETE 3-1/3-2, PK, EWS, HTP MANUFACTURER PART NO = 078212 |  |  | 78212 | 1FA1D5 | 7 | EA | 125.44
PETE | 5301249 | 10.500.967 | RECEPTACLE ASSY, MALE 6 POLE W/CONTACT COPES-VULCAN, MODEL AP-610G. | 204BS00000 | UNIT 4 SOOTBLOWER SYSTEM | S130650 | 1FA5A32 | 6 | EA | 1918.68
PETE | 5003867 | 10.500.969 | RECTIFIER, SILICON CONTROLLED, FOR EXIDE CORPORATION, MODEL 130-3-300, 4-1/4-2 MANUFACTURER PART NO = 143-321-012 |  |  | 143-321-012 | 2FA14F57 | 6 | EA | 1202.34
PETE | 5012637 | 10.500.973 | REGULATOR, BACK PRESSURE, SIZE NPS 1, SPRING RANGE 55 TO 120 PSI, USED ON FOSTER WHEELER P.J.F.F. (BAGHOUSE) SERVICE AIR DROPS AT HOPPER AND DAMPER LEVELS. | 203BCOMP01 | UNIT 3 FABRIC FILTER COMPARTMENT #1, CONTAINS 34 ROWS OF 40 FILTER BAGS SUPPORTED ON WIRE CAGES, TOTAL OF 1360 BAGS. BAGS ARE 29.75' LONG, 5" DIAMETER. COMPARTMENTS ARE NUMBERED SO. TO NO., EAST TO WEST, S.E. IS #1, N.E.. IS #2. 2PI-FF-1801 DIFF.PRESS.GA | NPS 1 MR108 | SB1GC7 | 1 | EA | 3424.68
PETE | 5305984 | 10.500.974 | RELAY, BURNER, ASSY., ITEM #LC04, FOR IGNITOR CONTROL CABINET, USED ON PETE #3 BOILER IGNITION SYSTEM. | 203BFIGL01 | LEVEL 1/2 IGNITORS INCLUDES A,B,C AND D CORNERS | 2690-103-03 | 1FA6F4 | 2 | EA | 110
PETE | 5004307 | 10.500.983 | RELAY, OVERLOAD, #59 1A, SIEMENS-ALLIS #25-131-586-015. FOR PETE #4 AT IUCS ON SIEMENS-ALLIS M.C.C. #101, AND FOR PETE #4, CSI, SIEMENS-ALLIS MCC'S MARQ 21, REF. #09-1467-52161. | 204RE00000 | UNIT 4 SCRUBBER ELECTRICAL SYSTEM | 25-131-586-015 | 4FA4E21 | 3 | EA | 160.41
PETE | 5601721 | 10.500.986 | RELAY, A.C. PNEUMATIC TIMER, CUTLER HAMMER PT #D26MR006, 600V, TYPE M, PART OF FURNACE SAFEGUARD SUPERVISORY SYS. C.E. CONTR. #173, PETE #3. |  |  | D26MR006 | 2FA15B2 | 2 | EA | 177.34
PETE | 5005620 | 10.501.002 | RING, INTAKE JOINT, FOR PETE #4 SCRUBBER ABSORBER FEED PUMPS, WARMAN MODEL 450STL. | 204RMQFPA1 | P-402A-1 QUENCHER PUMP | T45060S01 | SB3O2WALL | 3 | EA | 1666.31
PETE | 5005641 | 10.501.003 | RING, PISTON, HOOK STYLE, FOR PETE #4 CSI RETURN WATER PUMPS & PETE SCRUBBER MILL SLURRY & REAGENT FEED PUMPS, WARMAN MODELS 6/4EAH & 8/6EAH. | 204RDRWP01 | P412-1 RETURN WATER PUMP | E108HD21 | 2FA16F30 | 7 | EA | 187.88
PETE | 5003116 | 10.501.007 | RING, SPACER, PUMP, FOR PETE #3 SCRUBBER SLURRY PUMPS & PETE IUCS/CSI VACUUM FILTERS, WORTHINGTON PUMP MODEL 4R122, S/N B07531586. | 203RDUFP3A | P7-3A UNDERFLOW PUMP INCLUDES PUMP, MOTOR AND CONTROLS | 9901649-002 | 2FA14E2 | 4 | EA | 81.76
PETE | 5305048 | 10.501.015 | SCANNER, FLAME, EXACTA ASSEMBLY, L= 86.89", W/ 3 DEG. VORTEX LENS & 10 FT. PIGTAIL, FOR PETE #2 ABB C-E SVCS. BOILER IGNITION SYSTEM. | 203BFFSMAG | UNIT 3 FLAME SCANNER SYSTEM DETECTOR, TIPS, NOZZLES, TUBES AND ELECTRONICS | BE-0644-V-3-5A-1 | 4FA52B2 | 1 | EA | 3605.82
PETE | 5702734 | 10.501.025 | BODY, PUMP, INLET 8", 45 DEG., FOR UC JETPULSION PUMP (3-1602-90-E), USED ON EWS BOTTOM ASH HOPPERS & HTP & PETE #3 & #4 PYRITE HOLDING TANK DISCHARGE PIPING. | 203AHTKP00 | UNIT 3 PYRITE HOLDING TANK. NORTH OF 3-6 PULV. | 3-16213-D | SB1BB5 | 1 | EA | 1244.25
PETE | 5711541 | 10.501.030 | CLAMP, PIPE, 12", FLANGE HALF (LOCKING), FOR PETE #2 & #3 BOTTOM ASH SYSTEMS, PER UC PO 54674-4. | 204AHPGD00 | BOTTOM ASH DISCHARGE PIPING. | 1701-2256 | SB5A1B5 | 5 | EA | 718
PETE | 5002265 | 10.501.045 | COIL, W/ E-FRAME ASSY., FOR P-150 VIBRATOR, 115V/ 60CY/ 5A, USED ON PETE #3 RESEARCH COTTRELL ELECTROSTATIC PRECIPITATORS. | 203AHFFA01 | A-1 PRECIP HOPPER AND NUVA FEEDER | 4 | 2FA9B36 | 7 | EA | 7717.78
PETE | 5012952 | 10.501.050 | CONE, INLET, WITHOUT DIVERTER, STEEL, USED ON PETE 3 BAGHOUSE BYPASS DAMPER SEAL AIR BLOWER. BLOWER TAG #2014-004066, GRP 2/SIZE 44 HPBC, FOR NYB HPBC SIZE 44 BC ARR-8 CCW ROTATION UB DISCH FLANGED 83% WIDTH. | 203BA4600C | 3BA4600C - UNIT 3 FABRIC FILTER BYPASS DAMPER SEAL AIR BLOWER AND MOTOR. 3BA4700Y - SEAL AIR BLOWER DAMPER, EFFOX, 36" ROUND. 3SV-BA-4700C - CLOSE SOLENOID 3SV-BA-4700O - OPEN SOLENOID 3ZS-BA-4700C - CLOSE LIMIT SW. 3ZS-BA-4700O - OPEN LIMIT SW. |  | SB1IB5 | 1 | EA | 582
PETE | 5601239 | 10.501.051 | CONNECTOR, CANNON #MS3106A-24-11S USED ON C.E. PILOT OIL CONTROL CABINETS #1 BOILER. |  |  |  | 1FA6F37 | 2 | EA | 49.14
PETE | 5004297 | 10.501.066 | CONTACTOR, SIEMENS-ALLIS #3TF4822-OAK6 FOR PETE #4 AT I.U.C.S. ON SIEMENS-ALLIS M.C.C. #101. |  |  | 3TF4822-OAK6 | 4FA4B9 | 2 | EA | 613.7
PETE | 5706499 | 10.501.071 | CONVERTER, MOVITRAC VARIABLE SPEED CONTROLLER W/KEYPAD, LV, 4-QUAD, 6 PULSE, SEW EURODRIVE TYPE MC07B-0022-5A3-4-00 / FSC1 1B, FBG11B KEYPAD, FOR ROTARY FEEDERS, USED ON PETE #3 & #4 IUCS/CSI FLYASH DAY TANKS. | 203RWFAFS0 | FLYASH DAY TANK ROTARY FEEDER AND AIR SLIDE | 5590945 | 4FA71B1 | 1 | EA | 1218
PETE | 5701087 | 10.501.073 | COUPLER-BACK, 3", USED ON THE SHEARDISK VALVE ON THE NUVA FEEDER, PETE 2&3 BAGHOUSE | 203BCOMP01 | UNIT 3 FABRIC FILTER COMPARTMENT #1, CONTAINS 34 ROWS OF 40 FILTER BAGS SUPPORTED ON WIRE CAGES, TOTAL OF 1360 BAGS. BAGS ARE 29.75' LONG, 5" DIAMETER. COMPARTMENTS ARE NUMBERED SO. TO NO., EAST TO WEST, S.E. IS #1, N.E.. IS #2. 2PI-FF-1801 DIFF.PRESS.GA | 191696 | 2FA11E59 | 1 | EA | 124
PETE | 5513970 | 10.501.076 | COUPLING, STANDARD FAST'S FLEX, SIZE- 4-1/2", ROUGH BORE, W/ HUB, SLEEVE & SHROUDED BOLT FASTENER KIT, FOR PETE #2 PULVERIZER MOTOR SHAFT. | 202BFCM001 | 2-1 PULVERIZER *** CONFINED SPACE ENTRY *** *** FOR PYRITE SECTION ONLY |  | SB3M1A1 | 1 | EA | 631.64
PETE | 5721033 | 10.501.079 | REDUCER, COUPLING, 10" X 8", FOR PETE #4 ASH SYSTEM, UC DWG. #SK-1716-30. |  |  | 108S1-1 | SB1QB7 | 1 | EA | 614
PETE | 4002479 | 10.501.085 | COVER, SQUARE BOX, 4-11/16", FLAT & BLANK, PRE-GALVANIZED STEEL. |  |  | 8487 | 1FA4C15 | 31 | EA | 16.74
PETE | 5513750 | 10.501.088 | CYLINDER, AIR, 2-1/2" BORE, 11" STROKE, {17-1/4" TIP TO TIP}, FOR DISCHARGE VALVES, USED ON PETE #3 & #4 ABB C-E SVCS. MODEL 903RP COAL PULVERIZERS, S/N 73831-73836. | 203BFPG001 | 3-1 MILL MULTIPORT ASSEMBLY & DISCH VALVES | MP-9497-G | 1FA13A7 | 3 | EA | 1816.26
PETE | 5505702 | 10.501.089 | CYLINDER, COVT., FOR PRIMARY SAMPLER, USED ON PETE 3A, 3B, 8A & 8B COAL CONVEYORS, J.B. LONG PROJECT #92062. | 266CHCSS3A | 3A COAL CONV. SAMPLER **** SEE EQUIPMENT NOTES PAGE #6 **** * CUTTING & WELDING PERMIT REQUIRED * | 0045-0091 | 1FA2C59 | 1 | EA | 733.36
PETE | 5617313 | 10.501.093 | DETECTOR ASSEMBLY, FOR STOCK EQUIPMENT CO COAL FEEDER SECOAL NUCLEAR MONITORS, PETE 3 & 4. MANUFACTURER PART NO. = 1-Y1250 | 204BFCFFND | COAL FEEDER NUCLEAR COAL FLOW DEVICES ON 4-1 THRU 4-6 COAL FEEDERS **CAUTION: THESE DEVICES ARE NRC REGULATED****** *******OBSERVE PROPER HANDLING PROCEDURES******* | 1-Y1250 | 2FA11F1 | 1 | EA | 620
PETE | 5711322 | 10.501.129 | TEE, PIPING, 12", FOR PETE #3 & #4 TOP ASH SYSTEMS, AS FURNISHED ON UCC PO 54674-4. | 203AHFFF41 | F-41 PRECIP HOPPER AND NUVA FEEDER | 2-170166 | SB1QB7 | 1 | EA | 578.41
PETE | 6006823 | 10.501.134 | THERMOCOUPLE, 3070-5-EE-1-46-0-0-0 DUAL ELEMENT ONLY, LEEDS & NORTHRUP COMBUSTION CONTROL SYS, UNIT #4. |  |  | Y009J(50)-FB(46)-8 | 4FA50A12 | 2 | EA | 106.36
PETE | 5012689 | 10.501.137 | DUAL THERMOSTAT, DIN RAIL MOUNT, STEGO FTD 011, USED ON PETE UNITS 2 & 3 BAGHOUSE ASH SYSTEM FILTER/SEPERATOR CONTROL PANEL | 203BCOMP01 | UNIT 3 FABRIC FILTER COMPARTMENT #1, CONTAINS 34 ROWS OF 40 FILTER BAGS SUPPORTED ON WIRE CAGES, TOTAL OF 1360 BAGS. BAGS ARE 29.75' LONG, 5" DIAMETER. COMPARTMENTS ARE NUMBERED SO. TO NO., EAST TO WEST, S.E. IS #1, N.E.. IS #2. 2PI-FF-1801 DIFF.PRESS.GA | FTD 011-01163.0-00 | 2FA4E33 | 1 | EA | 107
PETE | 5605204 | 10.501.140 | TIMER, 0-150 MIN, 120V/60HZ, FOR EAGLE SIGNAL, MODEL UNIT 3, SYSTEM BALL MILL MANUFACTURER PART NO = HP57A6 | 203RPB0000 | BALL MILL M2-3 (BALL MILL PARENT) THIS IS THE PARENT TO BALL MILL INTERNALS | HP57A6 | 2FA8B3 | 2 | EA | 374
PETE | 5305542 | 10.501.141 | TIP, NOZZLE, 3 PC. AIRTIP ASSEMBLY, TOP AIR, WB #1 & #3, 309SS, FOR PETE #2 ABB C-E SVCS. BOILER FUEL BURNERS. | 202BFCBA00 | A CORNER BURNERS, TILTS, LINKAGE, AND DRIVE UNIT | IG01237-A | SB1PB1 | 2 | EA | 9371.21
PETE | 5216291 | 10.501.144 | TRANSDUCER, ELECTRO-PNEUMATIC, TYPE 546 FOR USE ON UNIT #3 & 4 SEAL WATER SYSTEM. | 203RDVL400 | LCV 400-2 WASTE SLURRY SUMP LEV CONT (REC) | 546 | 2FA9C4 | 1 | EA | 536.5
PETE | 5608244 | 10.501.145 | TRANSFORMER, PART #44B210691-001, USED ON PETE #4 TURBINE SUPV. INST. SYS.S/N 170X755. |  |  | 44B210691-001 | 2FA13D18 | 1 | EA | 1597.5
PETE | 5216304 | 10.501.151 | TRANSISTOR, POWER #800-830-76A FOR UNIT 3 & 4 SEAL WATER SYS. |  |  | 800-830-76A | 2FA9F1 | 2 | EA | 13.4
PETE | 5302999 | 10.501.160 | LANCE TUBE ASSY., FOR PETE #2 LONG RETRACTS #1 THRU #4, PER C-B CONTRACT #Q-7180102. | 202BSSBK01 | IK-1 SECONDARY SUPERHEATER SOOTBLOWER. ** THIS IS AN ELECTRIC DRIVE BLOWER. ** | CE-7180102-8-1 | SB5C2E | 2 | EA | 12057.8
PETE | 5008387 | 10.501.167 | KIT, REPAIR, SOLENOID FOR CSI DAY TANK AIR SLIDE FULLER-KOVAKO CONTRACT #93-60044-108 PETE 4 P/N 302-117, ASCO 8320B175 |  |  | K302-117 | 1FA3C49 | 1 | EA | 34.8
PETE | 5004060 | 10.501.171 | VALVE, CONTROL, 2 WAY FOR DUST COLLECTOR D.C.E. VOKES, MODEL DLMV30/10F5, UNIT 3 SCRUBBER MANUFACTURER PART NO = 44667-406 SER NO = 83-1445 | 203RWFADC0 | FLYASH DAYTANK DUST COLLECTOR | 44667-406 | 2FA8B13 | 1 | EA | 42.51
PETE | 5004320 | 10.501.177 | VALVE, BUTTERFLY, 2-1/2", KEYSTONE FIG 222, C.I. FULL LUG BODY, W/ 304SS DISC, 416SS SHAFT, EPDM SEAT, W/ LEVER. | 203RMNZP0A | "A" PRESAT SPRAY NOZZLES AND PIPING.. *** CONFINED SPACE ENTRY *** *** SEE NOTES PAGE 6 *** | 789-025-222-L | 4FA5D3 | 2 | EA | 170.86
PETE | 5713465 | 10.501.178 | VALVE, BUTTERFLY, 3", AIR CYLINDER OPERATED, FOR PETE #3 & #4 BOTTOM ASH SYSTEMS. | 204AHAAG10 | AAG-1, "E" AND "F" ROW FEEDER PRESSURIZING HEADER CONT. VALVE. LOCATED 4-2 PRECIP. ROOM SUOTHEAST CORNER OVERHEAD. | 196725-1 | 4FA57A1 | 2 | EA | 6081.41
PETE | 5706801 | 10.501.191 | VALVE, SOLENOID, 1/2" PIPE, 4 WAY, 120 VAC, WITH MANUAL OPERATOR, USED ON PIN PADDLE MIXER/UNLOADER 12" BIN ISOLATION VALVE. | 203AHFU031 | 3-1 ROTARY DUSTLESS UNLOADER | JKF8344G074MO | 2FA6C23 | 1 | EA | 486.05
PETE | 6623591 | 10.501.192 | VALVE, SOLENOID, TRIP & LOCKOUT, ASM, SEQ. #89A9 & 89AD, FOR PETE #3 & #4 G.E. TURBINES, S/N 170 X 583 / 755. |  |  | 141B6766P0001 | 2FA25D27 | 1 | EA | 1422.22
PETE | 5005985 | 10.501.194 | VALVE, BUTTERLFY, 3" FIG, 36, STAINLESS STEEL WAFER BODY DISC, 17-4 STEM, RTFE SEAT, BARE STEM, FOR PETE 4 DEMISTER WASH (LOWER HEADER). | 203AHV0382 | COV-2038-2 ASH HOPPER DOOR SLUICE NOZZEL WATER SUPPLY VALVE. | 030-360-SSS1TSG-BS | 2FA19I22 | 3 | EA | 1983.18
PETE | 5005432 | 10.501.202 | WASHER, BACK-UP, NYLON, FOR LIMESTONE PREP SYS, FOR RESEARCH COTTRELL INC,MODEL 203-869E PUMP, MANUFACTURER PART NO = 160-674 | 204RPBMLO0 | BALL MILL LUBE SYSTEM | 160-674 | 2FA24F12 | 1 | EA | 3.13
PETE | 5005456 | 10.501.213 | IDLER, FLAT CARRIER, 4" DIA. X 27" WIDE, FOR PETE #4 SCRUBBER LIMESTONE CONVEYOR WEIGHFEEDER, RAMSEY MICROTECH MODEL 2000. | 204RPWF000 | LIMESTONE WEIGH FEEDER WF-401. |  | SB3D1B4 | 1 | EA | 429
PETE | 5012598 | 10.501.214 | IGBT ASSEMBLY, USED ON UNITS 1 & 4, 2014 E.S.P. UPGRADE. POWER PLUS PARTS | 204ENP0000 | UNIT 4 PRECIPITATORS (PARENT) INCLUDES CONTROLS, TR SETS, VIBRATORS, RAPPERS, DOORS, LOCKS AND HIGH VOLTAGE BUSHINGS. *********CONFINED SPACE SEE NOTES PAGE 6********* | 121060 | 2FA21C32 | 2 | EA | 2000
PETE | 5005663 | 10.501.216 | IMPELLER, PUMP, 5VCG, FOR PETE #4 CSI RETURN WATER & FILTER FEED PUMPS, WARMAN PUMPS MODEL 8/6EAH. | 204RDRWP01 | P412-1 RETURN WATER PUMP | F6147R08 | SB3D1D3 | 2 | EA | 5339.1
PETE | 5004568 | 10.501.220 | INSERT, APEX, 1-3/4", BPC RUBBER, FOR KREBS MODEL GMAX6 HYDROCLONES, USED ON PETE #3 LIMESTONE BALL MILL. | 203MSH0003 | UNIT 3 MILL SLURRY HYDROCLONE #3 | G82-30-BPC-1.75 | SB3A1A2 | 8 | EA | 1216
PETE | 5705157 | 10.501.223 | INTERDRIVE, REDUCER, U.S. MOTORS HERCULES SYNCROGEAR TYPE GDM-FRAME 42-RATIO 25.63-INPUT RPM 1750-OUTPUT RPM 68, FOR CONVEYOR 14, PETE #4. | 204RPCVB14 | #14 LIMESTONE CONVEYOR BELT, ROLLERS |  | SB1FC11 | 1 | EA | 2947.74
PETE | 5711294 | 10.501.225 | JOINT, EXPANSION, 10", BELLOWS TYPE (SHORT), FOR PETE #3 & #4 ASH SYSTEMS. | 203AH00000 | UNIT 3 ASH HANDLING SYSTEM | 1730-274 | SB1AD1 | 2 | EA | 5933.59
PETE | 5003003 | 10.501.226 | JOINT, EXPANSION, 8" X 7" FF, 150# GARLOCK 8420 SPECIAL HP EJT RATED 220 PSI NEOPRENE TUBE/COVER, W/ CS RETAINING RINGS 94999-90222 / 99901-0800, FOR PETE #4 SCRUBBER MAKE-UP WATER BOOSTER PUMPS. | 203RDPGRW0 | RECLAIM WATER PIPING | 8420 ''SPECIAL'' | SB3F1C1 | 2 | EA | 4304
PETE | 5005709 | 10.501.232 | LABYRINTH, PUMP, FOR PETE #4 IUCS/CSI THICKNER SUMP PUMP, WARMAN PUMPS MODEL 40PV-SPR. | 204RBSU041 | P404-1 FGD AREA DRAINAGE SUMP PUMP, LOCATED BETWEEN 4-2 ID FAN AND "C" QUENCHER SUMP | PV062D81 | 2FA16E43 | 2 | EA | 130.42
PETE | 5617683 | 10.501.235 | LAMP, LED, AMBER, 120 VOLT, CANDELABRA BASE, USED ON UNITS 1-4 TO REPLACE INCANDESCENT INDICATING LAMPS. SUNRAY #6S6A-120V-LED-I (DO NOT SUBSTITUTE) | 203RW00000 | UNIT 3 SCRUBBER WASTE SYSTEM (IUCS) | 6S6A-120V-LED-I | 2FA24B9 | 59 | EA | 485.57
PETE | 5304802 | 10.501.241 | LEVER, BURNER, FOR PETE #3 & #4 ABB C-E SVCS. BOILER COAL NOZZLES, TILTS & LINKAGE. | 203BFCBA00 | A CORNER BURNERS, TILTS, LINKAGE, AND DRIVE UNIT | 3A-7716-E | 1FA6A27 | 2 | EA | 1259.86
PETE | 5015297 | 10.501.242 | PILOT LIGHT, 120 VAC LED TYPE, RED FOR HEAT TRACE, USED ON PETE 1-2-3-4 SBS, UNIT 3 BOOSTER FAN LUBE OIL SYSTEM AND OTHER SYSTEMS INSTALLED AT PETE AFTER 1/1/2014. | 203RFBHTTR | UNIT 3 SCRUBBER BOOSTER FANS HEAT TRACE CONTROL PANEL. 23 CIRCUITS. OPERATING INSTRUCTIONS ARE COPIED TO THE NOTES. | 800FD-P4N5 | 2FA9C32 | 17 | EA | 448.63
PETE | 5008054 | 10.501.243 | LINER, BEARING, DRIVE END, FOR MAIN DRUM SHAFT, USED ON PETE #3 IUCS/CSI VACUUM FILTERS, KOMLINE-SANDERSON MODEL KDF1289. (NOTE: 2 PCS. = ONE EA. {TOP & BOTTOM HALF}) | 203RWVFFL1 | FL-1 VACUUM FILTER ***CONFINED SPACE ENTRY*** ***SEE NOTES PAGE 6*** | 38Q1110 | 2FA16H15 | 1 | EA | 882.08
PETE | 5513197 | 10.501.244 | LINER, DEFLECTOR, CROWN 700, FOR PETE #3 & #4 ABB C-E SVCS. MODEL 903RP COAL PULVERIZERS, S/N 73831-73836. | 203BFCM001 | 3-1 PULVERIZER *** CONFINED SPACE ENTRY *** *** FOR PYRITE SECTION ONLY - SEE NOTES PAGE 6 *** | 94-1288 | SB3N1C2 | 12 | EA | 10611.94
PETE | 6001938 | 10.501.257 | METER, FREQUENCY VIBRATION #MM0013158 TYPE 2100-05-10-00-050-00-02 USED ONVIBRATION MONITORS FOR 4-2 MOTOR DRIVEN BOILER FEED PUMP HYDRAULIC COUPLING. |  |  | MM0013158 | 2FA21H31 | 1 | EA | 1222.23
PETE | 5704043 | 10.501.259 | MODULE, INPUT, AC DIGITAL, CONTROLLOGIX PLC, 16 INDIVIDUALLY ISOLATED INPUTS, 36 PIN, 120 VAC, FOR ALLEN BRADLEY CONTROLLOGIX CHASSIS, USED ON EWS COAL HANDLING CONTROL CABINET "I/O PANEL 1" & PETE #4 COOLING TOWER. |  |  | 1756-IAI6I | 2FA11D34 | 1 | EA | 528.54
PETE | 5207520 | 10.501.261 | MODULE, CONTROLLOGIX PLC, CONTROLNET, COMMUNICATIONS BRIDGE, 5MBPS, 128 LOGIX CONNECTIONS, 99 NODES, FOR USE ON AB CONTROLLOGIX CHASSIS, FOR UNIT 4 COOLING TOWER. |  |  | 1756-CN2 | 4FA5F7 | 1 | EA | 1745.01
PETE | 6407528 | 10.501.265 | MOTOR, AGITATOR, FOR ENPO CORNELL, MODEL ISOTHERMAL, UNIT 3 115V. 1PH. MANUFACTURER PART NO = T29378 |  |  |  | 4FA51B9 | 1 | EA | 1
PETE | 5301696 | 10.501.267 | MOTOR, ROTATING, FOR WALL BLOWERS ABB COMBUSTION ENG SCVS, MODEL RW6E, UNIT 4 MANUFACTURER PART NO = 188639 | 203BSSBD01 | D-1 "D" ROW WALL SOOTBLOWER. |  | 4FA52A6 | 1 | EA | 325
PETE | 5012408 | 10.501.269 | MOTOR, ELECTRIC-AC, 1/20 HP, 115 VAC, FRAME- 42, 1550 RPM. | 203ENPRCP1 | UNIT 3 PRECIPITATOR 3-1 (SOUTH) INCLUDES CONTROLS, TR SETS, VIBRATORS, RAPPERS, DOORS, LOCKS AND HIGH VOLTAGE BUSHINGS. ***** CONFINED SPACE/SAFETY SEE NOTES PAGE 6 ***** | 229A6499G2 | 2FA8A14 | 5 | EA | 2364.15
PETE | 5005654 | 10.501.286 | NUT, LOCK, LABYRINTH, FOR PETE #4 CSI RETURN WATER & SCRUBBER REAGENT FEED & ABSORBER RECYCLE PUMPS, WARMAN MODELS 6/4EAH & 8/6EAH. | 204RDRWP01 | P412-1 RETURN WATER PUMP | E061E62 | 2FA16E43 | 1 | EA | 95
PETE | 5008230 | 10.501.289 | O-RING, FOR 30" AEROQUIP TJ CYLINDER ON CLARKSON, TYPE KNIFE GATE VALVE MANUFACTURER PART NO = 5145-246 | 204RDVYA1B | A-1 ABSORBER FEED PUMP SUCTION VALVE FV-403A | 5145-246 | 2FA5F12 | 8 | EA | 138
PETE | 5004148 | 10.501.291 | KIT, SERVICE, FOR MARK CONTROLS, MODEL 894, MANUFACTURER PART NO = 9372 E | 203RDWSP3A | WASTE SLURRY PUMP P3-3-A INCLUDES PUMP, MOTOR AND CONTROLS | 9372 E | 2FA19G48 | 3 | EA | 126
PETE | 5721636 | 10.501.295 | O-RING, 2.88" X 3.25" X .19" DIA S, FOR FLY ASH DUSTLESS UNLOADER. | 203AHFU031 | 3-1 ROTARY DUSTLESS UNLOADER | 40636-109 | 2FA11F15 | 4 | EA | 9.2
PETE | 5005735 | 10.501.299 | O-RING, PUMP, END COVER, FOR PETE #4 IUCS/CSI THICKNER SUMP PUMP, WARMAN PUMPS MODEL 150SV-SPR. | 204RBSU101 | P410-1 DISPOSAL AREA DRAINAGE SUMP PUMP AND MOTOR LOCATED OUTSIDE BY #4 RETURN TANK | SV217S10 | 2FA16E44 | 2 | EA | 54.82
PETE | 5005438 | 10.501.311 | PACKING, TEFLON UPPER, FOR LUBRICATOR RESEARCH COTTRELL, MODEL 14" FACE, USED PETE 4 SO2 MANUFACTURER PART NO = 6-10052-1 REL | 204RPBMLO0 | BALL MILL LUBE SYSTEM | 6-10052-1 REL | 2FA24F13 | 1 | EA | 32.64
PETE | 5005791 | 10.501.314 | SEAL, FOR AMERICAN PULVERIZER LIMESTONE CRUSHER SCRUBBER DUSTAC P/N DV156 | 204RPCVLB0 | LIMESTONE LUMP BREAKER | DV 156 | 2FA16C22 | 2 | EA | 910.02
PETE | 6625255 | 10.501.316 | SEAL, KIT, ETSU MANIFOLD DRAIN TANK, FOR G.E. COMPANY, S/N 170X755 TURBINE, AREA PETE 4, MANUFACTURER PART NO = 20869596G0002 |  |  | 20869596G0002 | 2FA2F14 | 1 | EA | 151
PETE | 5004419 | 10.501.317 | SEAL, DAMPER, RE-ENTRY, FOR PETE #3 SCRUBBER MODULE INLET DAMPERS, A-B-C-D. (NOTE: SET TO CONSIST OF 8 PCS.{4 @ 29-1/2" & 4 @ 48"}, 20 GA. FORMED RE-ENTRY GUIDES, HASTELLOY C-22/276 MATERIAL) (ONE SET = ONE EA.) | 203RGMID0A | FD30-A MODULE INLET DAMPER INCLUDES DRIVE UNIT, DAMPER, CHAIN AND ELECTRICAL CONTROLS. | DCA-IPLU3-30-RE | SB5C2D | 0 | EA | 0
PETE | 5005272 | 10.501.325 | SEAL, OIL, FOR SUMP MIXER REDUCER RESEARCH COTTRELL INC, MODEL MIXCO-73, UNIT PETE 4 MANUFACTURER PART NO = 115433 PSP | 204RBSMBMD | BALL MILL AREA DRAINAGE SUMP MIXER & MOTOR | 115433 PSP | 4FA4E11 | 1 | EA | 3
PETE | 5005286 | 10.501.327 | SEAL, OIL, LOWER, FOR SUMP MIXER REDUCER RESEARCH COTTRELL INC, MODEL MIXCO-73, UNIT PETE 4 MANUFACTURER PART NO = 115438 PSP | 204RBSMBMD | BALL MILL AREA DRAINAGE SUMP MIXER & MOTOR | 115438 PSP | 4FA4E9 | 1 | EA | 11.93
PETE | 5711448 | 10.501.328 | SEAL, OIL C/R 7464 FOR 6" BUTTERFLY VALVE CYLIINDER, #3 UNIT |  |  | C33RJ10360 | 1FA3F25 | 3 | EA | 6.12
PETE | 5711637 | 10.501.331 | SEAL, ROTOR SHAFT, PT #88888-1842. FOR GARDNER DENVER MODEL 7CDL11H BLOWER, S/N 21411, SPEC 5270, 1265 CFM, 3600 RPM, CW ROT, 18 PSIG FLY ASH SILO, PETE #3. |  |  | 88888-1842 | 1FA3F46 | 3 | EA | 272.46
PETE | 5007126 | 10.501.341 | SENSOR, SPEED, FOR PETE SCRUBBER LIMESTONE & COAL HANDLING WEIGH FEEDERS, RAMSEY TECHNOLOGY MODEL 1051-24-2. | 204RPWF000 | LIMESTONE WEIGH FEEDER WF-401. | 190-0102 | 4FA3C7 | 1 | EA | 1837.95
PETE | 5003854 | 10.501.347 | SHAFT, FOR MAX PRESS 275, IMPELLER DIA 7.3 PUMP WORTHINGTON PUMP, MODEL D1011, SIZE 3 X 1.5 X 8 MANUFACTURER PART NO = 959687-05 SER NO = Y674242 | 203RMMUP01 | 3-1 SLUDGE TREATMENT PUMP INCLUDES PUMP, MOTOR AND CONTROLS | 959687-05 | 2FA14G25 | 1 | EA | 400
PETE | 5004085 | 10.501.350 | SHEAVE, BELT, DRIVEN, 8 GROOVE, 8/5V3150M | 204RWVP06A | 106A FILTER VACUUM PUMP MCC 101 VACUUM PUMP VP-106A | M25RS20140 | SB1JE8 | 1 | EA | 886
PETE | 5706336 | 10.501.353 | SHIM SET, ITEM 33, DWG. 3800S, USED ON A-103 OVERFLOW SUMP AGITATOR FOR PETE #4 CSI, MODEL 3801-S-PTO, S.O. #840041-P, S/N 830800532. | 204RWSU000 | SP101 OVERFLOW SUMP *** CONFINED SPACE ENTRY *** *** SEE NOTES PAGE 6 *** | 33 | 2FA21B26 | 1 | EA | 36
PETE | 6623254 | 10.501.356 | SHIM, THRUST BEARING, FOR PETE #3 G.E. TURBINE, S/N 170 X 583. |  |  | U748B170K3046 | SB5A4A1 | 2 | EA | 4700
PETE | 5003281 | 10.501.364 | SLEEVE, SHAFT, ALLOY 20, FOR PETE #3 SCRUBBER RECYCLE PUMPS, DENVER MODEL SRL-C, 18 X 16 X 35, S/N 01-166483, ITEM #61-6. | 203RMRCPA1 | RECYCLE PUMP P1-3-A1 | 503947 | SB3E2D3 | 2 | EA | 19737.6
PETE | 5004019 | 10.501.365 | SLEEVE, GUM RUBBER, FOR CLARKSON COMPANY, MODEL 4, SIZE KNIFE GATE MANUFACTURER PART NO = 3308 | 203RDPGUF0 | UNDERFLOW PIPING **** SEE EQUIPMENT NOTES PAGE #6 **** ** NUCLEAR DENSITY GAGE ATTACHED TO PIPING ** | 3308 | SB3F1B2 | 2 | EA | 320
PETE | 5301757 | 10.501.372 | SPACER, PETE 4, FOR COPES-VULCAN, MODEL RW-6E, UNIT GEARBOX MANUFACTURER PART NO = 182494 | 204BSSBA01 | A-1 "A" ROW WALL SOOTBLOWER. | 182494 | 2FA19G10 | 4 | EA | 27.08
PETE | 5713414 | 10.501.375 | SPOOL, STEEL 12 FT.-9 13/16" LG. (14-1/2" OD) LINED W/12" ID ABRESIST W/FIXED FLGS. BOTH ENDS, DWG. #AB-0097A & B FOR BOTTOM ASH LINE, UNIT #4. | 204AHPGD00 | BOTTOM ASH DISCHARGE PIPING. |  | SB1 RACK | 1 | EA | 832
PETE | 5006865 | 10.501.386 | STARTER, MCC, 125VDC COIL, 25A, FOR PETE #4 SCRUBBER 480V LOAD CENTERS & EWS #7 AKR-7D-30S SWITCHYARD BREAKERS. | 266ES00000 | COAL HANDLING ELECTRICAL SYSTEMS | CR161FBZ00477 | 2FA19H40 | 1 | EA | 661.56
PETE | 5513742 | 10.501.398 | STUD, SPRING ADJUSTING, FOR JOURNAL ASSY., USED ON PETE #3 & #4 ABB C-E SVCS. MODEL 903RP COAL PULVERIZERS, S/N 73831-73836. | 203BFCM001 | 3-1 PULVERIZER *** CONFINED SPACE ENTRY *** *** FOR PYRITE SECTION ONLY - SEE NOTES PAGE 6 *** | 94-159-A | SB3M2C4 | 2 | EA | 1064.52
PETE | 5305975 | 10.501.406 | SWITCH, PRESSURE, HEADER DIFFERENTIAL, ITEM #C06, FOR WARMUP GUN VALVE, USED ON PETE #3 OIL IGNITION SYSTEM. | 203BFWGL01 | WARM-UP OIL GUNS 1/2 LEVEL | 2430-141-06 | 1FA6C1 | 1 | EA | 985
PETE | 5305971 | 10.501.407 | SWITCH, OIL, FLOW, ITEM #C02, FOR WARMUP GUN VALVE, USED ON PETE #3 OIL IGNITION SYSTEM. | 203BFWGL01 | WARM-UP OIL GUNS 1/2 LEVEL | 2430-040-01 | 1FA6A2 | 1 | EA | 1315
PETE | 5513026 | 10.501.409 | SWITCH, GO PROX LIMIT, WITH 12' LEADS INSTALLED ON THE PETE 3 PULVERIZER DISCHARGE GATES. | 203BFCMIC0 | UNIT 3 PULVERIZER INSTRUMENT DEVICES INCLUDES ALL PULVERIZERS MEASURING, INDICATING, RECORDING OR CONTROLLING INSTRUMENTS. | 21-11523-F4 | 1FA13C28 | 4 | EA | 1500.86
PETE | 5009902 | 10.501.487 | ADAPTER, PUMP, FOR MECHANICAL SEAL TYPE PUMPS, USED ON PETE #1 SCRUBBER ABSORBER BLEED, MILL SLURRY & SLURRY TRANSFER PUMPS, WARMAN PUMPS MODEL 064EAH RAAJ 5310. | 204MSP405A | BALLMILL SLURRY PUMP | ZSA76982MR55 | 2FA12I6 | 2 | EA | 5336.7
PETE | 5706868 | 10.501.488 | ADAPTOR RINGS, INTEGRA-SEAL TOP, TO FIT 6.25" TS HOLE FOR PETE 3&4 SILO DUST COLLECTOR FILTER BAG SEALS. | 203AHFSDC0 | UNIT 3 FLYASH SILO DUST COLLECTOR *** CONFINED SPACE ENTRY *** |  | 2FA6A13 | 20 | EA | 470
PETE | 5005304 | 10.501.490 | KIT, SHAFT END, FOR EKATO MODEL AGITATOR, USED ON PETE #4 SCRUBBER ABSORBER FEED TANK. | 204MXC01C3 | ABSORBER FEED TANK MIXER | 20308886 | 2FA13E15 | 2 | EA | 4124.05
PETE | 5606607 | 10.501.491 | ALTERNATOR, 120 VAC, FOR SUMP PUMP CONTROLS STRUTHERS DUNN, AREA PETE MANUFACTURER PART NO = A311XBX PR-120 VAC | 203BSCN000 | UNIT 3 SOOTBLOWER CONTROLS | A311XBX PR-120 VAC | 2FA23H6 | 2 | EA | 534.75
PETE | 5610390 | 10.501.492 | AMPLIFIER, LEVEL TRANSDUCER, SULTAN 34 DUAL ELECTRONICS, 234 WIRE, 5 RELAYS, DISPLAY BOARD, 4-20 ma ANALOG OUTPUT. | 203BFCB001 | 3-1 COAL BUNKER | AWRD34SUXXX | 1FA6G12 | 1 | EA | 2316
PETE | 5005785 | 10.501.510 | BAR, LIFTER, 55-1/4" LONG, FOR SHELL LINING, ITEM 17, MARK #R-50-0035-4, USED ON PETE #3 & #4 SCRUBBER LIMESTONE BALL MILLS. | 203RPBM000 | M2-3 BALL MILL LINERS,SCREENS,AND INTERNALS | Q151336 | SB3K1C2 | 0 | EA | 0
PETE | 5711285 | 10.501.512 | BODY, VALVE, 12" BALANCED VALVE (4-1956-176), FOR PETE #3 &EWS #7 BOTTOM ASH SYSTEMS, AS FURNISHED ON UCC PO 54674-4. | 203AHPGBV4 | BV-4 3-1 DEWATERING BIN INLET | 4-1956-176 | SB1RC4 | 2 | EA | 2364.84
PETE | 5706732 | 10.501.531 | BOLT, ADJUSTING, W/ 3 JAM NUTS & 2 WASHERS, FOR PETE #4 DEWATERING PRIMARY HYDROCLONE & RECLAIM WATER PUMPS, WARMAN PUMPS MODEL 6/4EEAH. | 204MSP405A | BALLMILL SLURRY PUMP | E001XLME62 | 2FA6E46 | 2 | EA | 248.4
PETE | 5513646 | 10.501.532 | BOLT, COUNTERSUNK, 5/8" X 5-1/4", W/ HEX NUT, GRADE 5, FOR PETE #1 ABB C-E SVCS. MODEL 683RPS COAL PULVERIZERS, S/N 63801-63805. | 203BFCM001 | 3-1 PULVERIZER *** CONFINED SPACE ENTRY *** *** FOR PYRITE SECTION ONLY - SEE NOTES PAGE 6 *** | 15-1006 > washer | 1FA12E15 | 5 | EA | 27.1
PETE | 5013044 | 10.501.547 | BOLT, LINER, 3/4" X 6-1/2", FOR FEED & DISCHARGE HEAD LININGS, ITEM #10, MARK #R-58-0058-4-04, DWG. #R-49-0866-1, REV. D., USED ON EWS #7 SCRUBBER KVS MODEL 3.1M X 7.25M & PETE #5 MODEL 3.4M X 7.5M LIMESTONE BALL MILLS. | 204BMS0000 | BALLMILL SYSTEM 44-05 | 06422 | SB3C1A2 | 8 | EA | 69.6
PETE | 5513756 | 10.501.574 | BUSHING ASSY., FOR HEAD PULLEY WEBHOLES, USED ON PETE #3 & #4 STOCK EQUIPMENT CO. COAL FEEDERS, S-E CO. #5124. | 203BFCF001 | 3-1 COAL FEEDER ********SEE EQUIPMENT NOTES PAGE 6 ********** ***NUCLEAR DENSITY GAGE ATTACHED TO PIPING*** | V410453.B01 | 2FA15A13 | 20 | EA | 1311.31
PETE | 5301044 | 10.501.576 | BUSHING, FOR CARRIAGE ASSEMBLY PT #305872-0115, FOR AIR PREHEATER SOOTBLOWER UNITS #1 & 2. |  |  |  | 2FA16E2 | 1 | EA | 14.94
PETE | 5005780 | 10.501.595 | BUSHING, RUBBER, FOR HEAD LIFTER BAR LINER BOLTS, ITEM 9, DWG. #R-49-0219-1, REV. A, MARK #R-67-0008-4-32, USED ON PETE SCRUBBER LIMESTONE BALL MILLS. | 203RPBM000 | M2-3 BALL MILL LINERS,SCREENS,AND INTERNALS | Q86388 | SB3C2A3 | 72 | EA | 498.96
PETE | 5012602 | 10.501.604 | GVC DISPLAY MODULE CABLE, USED ON UNITS 1 & 4, 2014, E.S.P. UPGRADE. POWER PLUS PARTS | 204ENP0000 | UNIT 4 PRECIPITATORS (PARENT) INCLUDES CONTROLS, TR SETS, VIBRATORS, RAPPERS, DOORS, LOCKS AND HIGH VOLTAGE BUSHINGS. *********CONFINED SPACE SEE NOTES PAGE 6********* | P27242 | 2FA21F46 | 2 | EA | 20
PETE | 5007565 | 10.501.605 | CABLE, SIGNAL WITH MAGNETIC DRIVER PT #677B243UO2 FOR FLOWMETER, MAGNETIC MODEL #10D1419A/U RC #190-2358 SEQ #4 PETE 4 SO2. |  |  | 677B24EUO2 | 2FA23D19 | 2 | EA | 246.92
PETE | 5003043 | 10.501.607 | CAGE, SEAL, TEFLON, FOR PETE #3 SCRUBBER UNDERFLOW & MAKE-UP SLURRY PUMPS, WORTHINGTON PUMP MODEL 4R122, S/N B07531586. | 203RDUFP3A | P7-3A UNDERFLOW PUMP INCLUDES PUMP, MOTOR AND CONTROLS | 9901615-002 | 2FA15E30 | 3 | ST | 708.81
PETE | 5604880 | 10.501.608 | CAGE FOR FISHER CONTROL VALVE MFG PART # 25A6687X012 S/N 11160340 AND 1116034 | 204RPCNI00 | REAGENT PREPERATION SYSTEM INSTRUMENTS AND DEVICES INCULDES ALL REAGENT PERPERATION SYSTEM MEASURING, INDICATING, RECORDING OR CONTROLLING INSTRUMENTS. INCLUDES DILUITION VALVE | 25A6687X012 | 2FA25F12 | 1 | EA | 191.75
PETE | 5403839 | 10.501.666 | CONTROL, TRANSFORMER, CAT #218A4483P85 USED ON G.E. 1C7700 MOTOR CONTROL CENTERS FOR UNIT #2, G.E. REG. #372-62836. |  |  | 218A4483P85 | 2FA7B22 | 2 | EA | 556.62
PETE | 5301275 | 10.501.670 | KIT, CONVERSION, RW-5 FOR #3 UNIT WALL DESLAGGERS. | 203BSSBA01 | A-1 "A" ROW WALL SOOTBLOWER | RW-5 | SB5A3B9 | 2 | EA | 1772.34
PETE | 5305429 | 10.501.674 | COUPLER, ASSEMBLY, HEXAGON, OPTICAL, VISIBLE LIGHT, FOR PETE ABB C-E SVCS. FLAME SCANNER DETECTION SYSTEMS. | 203BFFSMAG | UNIT 3 FLAME SCANNER SYSTEM DETECTOR, TIPS, NOZZLES, TUBES AND ELECTRONICS | C10-97261 | 2FA25F26 | 2 | EA | 260
PETE | 5004693 | 10.501.683 | COUPLING, PUMP "COMPLETE", GEAR BOX TO PUMP COUPLING, 5.00" X 5.438" FALK COUPLING, USED ON PETE 3 FGD GEORGIA IRON WORKS RECYCLE PUMPS (A4,B4,C4 & D4), SIZE 1040GL20-1. | 203RMRCPA4 | RECYCLE PUMP P1-3-A4 | 1040GL20-1 | SB1HE7 | 0 | EA | 0
PETE | 2208063 | 10.501.686 | COUPLING, QUICK CONNECT, 2", MALE ADAPTER - HOSE SHANK, MATERIAL- POLYPROPYLENE. | 203RPPGMU0 | MAKE-UP SLURRY PIPING TO SCRUBBER MOD. | PPE200 | 1FA8B10 | 0 | EA | 0
PETE | 5513794 | 10.501.692 | COVER, BULLSEYE, S.E. CO PT #1-X930, USED ON VOLUMETRIC FEEDERS S.E. CO SHOP ORDER #S 5124-3- (1-6) UNIT #3. | 203BFCF001 | 3-1 COAL FEEDER ********SEE EQUIPMENT NOTES PAGE 6 ********** ***NUCLEAR DENSITY GAGE ATTACHED TO PIPING*** |  | 2FA15C14 | 19 | EA | 199.5
PETE | 5702222 | 10.501.702 | KIT, REBUILD, AIR CYLINDER(4401-140-3), FOR 8" KNIFEGATE VALVE, MODEL 150W, USED ON EWS #7 SCR & PETE #1 BOTTOM ASH SYSTEMS. | 203BHAH000 | PARENT TO UNIT 3 FABRIC FILTER ASH HANDLING EQUIPMENT | 1919-39-7 | 1FA7A18 | 1 | EA | 288
PETE | 6101407 | 10.501.707 | DAMPENER, PULSATION, 1/4", SS, UP TO 5000 PSI ASHCROFT MANUFACTURER PART NO = T1106S | 203AHTKP01 | 3-1 PYRITE HOPPER AND CATEGORY'S OF THE HOPPER | 8344G080-120DC | 2FA22F31 | 13 | EA | 1236.43
PETE | 5003019 | 10.501.713 | DEFLECTOR, 16, FOR WASTE SLURRY PUMP WORTHINGTON PUMP, MODEL 8R-193 MANUFACTURER PART NO = 2104906006 SER NO = B0753158 | 203RDWSP3A | WASTE SLURRY PUMP P3-3-A INCLUDES PUMP, MOTOR AND CONTROLS | 2104906006 | 2FA15G13 | 4 | EA | 522
PETE | 8508079 | 10.501.730 | DIE, ROUND, ADJUSTABLE, 8-36 NF, 13/16" DIA., GREENFIELD #3820, "O.K. JR" |  |  | 23718 | 2FA19F36 | 1 | EA | 5.6
PETE | 5003873 | 10.501.731 | DIODE, FILTER FEED, FOR STATION BATTERY CHARGER EXIDE CORPORATION, MODEL 130-3-300, USED 4-1/4-2 MANUFACTURER PART NO = 143-117-047 |  |  | 143-117-047 | 2FA14F59 | 1 | EA | 9.9
PETE | 5012603 | 10.501.732 | DIODE DOUBLER THERMAL PAD, USED ON UNIT 4, 2014, E.S.P. UPGRADE. POWER PLUS PARTS | 204ENP0000 | UNIT 4 PRECIPITATORS (PARENT) INCLUDES CONTROLS, TR SETS, VIBRATORS, RAPPERS, DOORS, LOCKS AND HIGH VOLTAGE BUSHINGS. *********CONFINED SPACE SEE NOTES PAGE 6********* | H99757 | 2FA21F46 | 2 | EA | 16
PETE | 5013652 | 10.501.741 | DISPLAY (LCD), MODEL 150 FLOW MONITOR, FOR REMOTE ERP FOR PETE 1-2-3-4 STACKS. | 203ENEM00B | UNIT 3 SCRUBBER SO2,CO2,NOX BACK-UP C.E.M. INCLUDES SO2,CO2,NOX ANALYZERS, SAMPLE SYSTEM, DATA LOGGERS, PROBE CONTROLLER, FLOW TRANSDUCER, AND PRINTER. | 1803-1400-02 | 2FA20I3 | 1 | EA | 961
PETE | 5601019 | 10.501.744 | DRIVE UNIT, COMPLETE, HAROLD BECK AND SONS 22-809-146792-01-0x, 480 VOLT, 3 PHASE, ROTART CONTROL DRIVE FOR PETE 3 BOOSTER FANS OUTLET DAMPERS. | 203RFBFV01 | 3-1 BOOSTER FAN INLET VANES INCLUDES DRIVE UNIT, LINKAGE AND CONTROLS. NEW VANES AND DRIVE UNIT FOR ECC PROJECT. *** CONFINED SPACE ENTRY *** SEE NOTES PAGE 6 *** | 22-809 | SB1DF2 | 1 | EA | 46640
PETE | 5711815 | 10.501.749 | ELBOW, 90 DEG., 2 FT-5 1/2" R, W/ROTATING FLGS., 17 1/2" B.C., 12 HOLES AT7/8" DIA., SEE POS. 44, LINED W/12" ID ABRESIST, REF. DETRICK DWG. #AB-0055, FOR UNIT 3 BOTTOM ASH LINE. | 203AH00000 | UNIT 3 ASH HANDLING SYSTEM |  | SB1QC10 | 1 | EA | 904.68
PETE | 5711813 | 10.501.750 | ELBOW, PIPING, 12" ID X 30 DEG., 29-1/2" CENTERLINE RADIUS, ABRESIST LINED, W/ 17-1/2" B.C., ROTATING FLANGES ON BOTH ENDS, DWG. #06-2149, POS. #28, FOR PETE #3 BOTTOM ASH SYSTEM. | 203AHPGD00 | WET ASH DISCHARGE PIPING TO ASH POND AND DEWATERING BINS. | 33 | SB1QB8 | 2 | EA | 2652
PETE | 5304812 | 10.501.751 | ELL, FUEL INLET, 22" COAL PIPE, CERAMIC LINED, FP-99, FOR PETE #3 & #4 ABB C-E SVCS. COAL PULVERIZER PIPING TO BOILER (C4 & C6), DWG. #0173-4E-4005-02. | 203BFPGP01 | 3-1 PULVERIZED FUEL PIPING FROM PULVERIZER DISCHARGE VALVE TO THE BOILER. | 3A-6027-CCER | SB1KF11 | 1 | EA | 6399
PETE | 5711313 | 10.501.752 | ELBOW, 10" 15 DEG SK-1710-125 (3-170323) AS FURNISHED ON UCC PO 54674-4 FOR ASH HANDLING SYS PETE #3. | 203AHPGFA0 | FLY ASH DISCHARGE PIPING TO SILO. | 3-170323 | SB1QB9 | 1 | EA | 196.98
PETE | 5012917 | 10.501.758 | ELEMENT, SEPARATOR TANK 75KW, FOR INGERSOLL RAND MODEL A75i-A125 COMPRESSORS, USED ON PETE 2 & 3 BAGHOUSE INSTRUMENT AIR COMPRESSORS. | 203BCOMP01 | UNIT 3 FABRIC FILTER COMPARTMENT #1, CONTAINS 34 ROWS OF 40 FILTER BAGS SUPPORTED ON WIRE CAGES, TOTAL OF 1360 BAGS. BAGS ARE 29.75' LONG, 5" DIAMETER. COMPARTMENTS ARE NUMBERED SO. TO NO., EAST TO WEST, S.E. IS #1, N.E.. IS #2. 2PI-FF-1801 DIFF.PRESS.GA | 23708423 | SB1ID4 | 2 | EA | 1380
PETE | 5013394 | 10.501.759 | ELEMENT, FILTER, 25 MICRON, USED ON BOOSTER FANS, PETE UNIT 4 FGD, LUBE OIL SYSTEM, DWG# 23999S1, S/N P208305. | 204RFBF001 | 4-1 BOOSTER FAN, WHEEL & BEARINGS *** CONFINED SPACE ENTRY *** SEE NOTES PAGE 6 *** | PH312-03-CG | 1FA11H13 | 4 | EA | 374.64
PETE | 5513018 | 10.501.763 | FILTER ELEMENT, TEE TYPE, 140 MICRON, USED WITH SERIES 6F, 8F, 6TF & 8TF, ON PETE 2 & 4 CAMMS SYSTEMS. | 204BFCMIC0 | UNIT 4 PULVERIZER INSTRUMENT DEVICES INCLUDES ALL PULVERIZERS MEASURING, INDICATING, RECORDING OR CONTROLLING INSTRUMENTS. | SS-8F-K4-140 | 1FA1F6 | 12 | EA | 230.52
PETE | 5206993 | 10.501.764 | ELEMENT, UNIT HEATERS, FOR AITKEN PRODUCTS, HEATER, USED WATER TREATMENT. | 203RBBHPH0 | PUMPHOUSE HEATERS (RECYCLE ALLEY) | HE45480 | 4FA54A1 | 3 | EA | 484.5
PETE | 5301277 | 10.501.766 | BASE, UNIT 3, ROLLER, FOR RETRACTABLE SOOT BLOWER COPES-VULCAN, MODEL MK-II (BASE ASSY MADE UP OF YOKE, BEARING, AND PLUG). | 203BSSBL01 | L-1 LONG RETRACT T 30 MARK 2 | 079185 | 4FA54B7 | 3 | EA | 4931.55
PETE | 5706062 | 10.501.770 | BEARING, PUMP, TAPERED ROLLER, COMPLETE ASSY., FOR DRIVE & IDLE ENDS, USED ON PETE #3 IUCS FILTER VACUUM PUMPS. (TO CONSIST OF: 2 TIMKEN BRGS. {67388} / 1 TIMKEN DOUBLE CUP {67332D} / 1 TIMKEN SPACER {X-1-S-67388}) | 203RWVP06A | P6A FILTER VACUUM PUMP | 67388 90020 | 2FA15A37 | 1 | EA | 619.18
PETE | 5711264 | 10.501.771 | BEARING, 5231 FOR INTAKE VLV ASSY. (2-1802-2) AS FURNISHED ON UCC PO 54674-4 FOR ASH HANDLING SYS PETE #3. |  |  |  | 1FA3F16 | 4 | EA | 14.6
PETE | 5706413 | 10.501.779 | BEARING, BALL FOR SPEED SENSOR OF MERRICK MODEL #460 DS DIGITAL WEIGHING SYSTEMS S/N 460-DS- DS-17591/3 AND FOR FD-102 LIME FEEDER,MERRICK MODEL DSC-1 PETE 4 FGD WASTE STABILIZATION PLANT MERRICK P/N 10011 | 203RWBSWFS | WS-1B BELT SCALE(CO-1B) INCLUDES ELECTRONICS, WEIGHBRIDGE AND CONTROLS | R12ZZ | 2FA21G13 | 2 | EA | 24.76
PETE | 5301076 | 10.501.782 | BEARING, BALL, SINGLE ROW, RADIAL, LIGHT SERIES, 20 MM BORE, OPEN. | 203BSSBA01 | A-1 "A" ROW WALL SOOTBLOWER | 6204JEM | 1FA3E4 | 3 | EA | 14.34
PETE | 7001030 | 10.501.785 | BEARING, BALL, SINGLE ROW, RADIAL, LIGHT SERIES, 35 MM BORE, 2 SHIELDS. | 203RWVFFA1 | FL-1 VACUUM FILTER AGITATOR | F07BH43200 | 1FA7E65 | 5 | EA | 66.7
PETE | 7001144 | 10.501.787 | BEARING, BALL, SINGLE ROW, RADIAL, MEDIUM SERIES, 95 MM BORE, OPEN. | 203RMRCMA2 | A-2 RECYCLE PUMP MOTOR. (PI-3-A2) INCLUDES MOTOR AND CONTROLS. | F10BH81558 | 1FA7A31 | 5 | EA | 1199.5
PETE | 7003624 | 10.501.790 | BEARING, PILLOW BLOCK, CONSIST OF: (SPLIT HOUSING / MOUNTED BEARING {#SAF513}, BEARING ADAPTER W/ 2-3-16" BORE {#SNW13X2-3/16} & SPHERICAL ROLLER BEARING {#22213EK), FOR PETE #3 IUCS/CSI FLYASH SILO FLUIDIZING BLOWER DRIVE. |  |  | SAF22513X2-3/16 | 4FA50A3 | 2 | EA | 504.86
PETE | 5706619 | 10.501.792 | BEARING, PILLOW BLOCK, 125 MM, (FIXED), FOR TAIL PULLEY, USED ON PETE #4 DEWATERING BELT FILTER, EIMCO MODEL 3M65 EXTRACTOR, S/N CSP0000326-01/02. | 272GDF0400 | GDF 44-04 GYPSUM DEWATERING FILTER | 1171927-01 | SB1FD10 | 1 | EA | 2313
PETE | 5005602 | 10.501.795 | BEARING, ROLLER, SINGLE ROW, CYLINDRICAL, INBOARD, FOR PETE #4 SCRUBBER ABSORBER FEED PUMPS, WARMAN PUMPS MODEL 450STL. | 204RMQFPA1 | P-402A-1 QUENCHER PUMP | S009-D | 2FA16I6 | 4 | EA | 5202.52
PETE | 7001159 | 10.501.804 | BEARING, DRIVE OUTPUT, FOR PETE #4 IUCS/CSI FLYASH ROTARY FEEDER & DAY TANK AIR SLIDE, FULLER-KOVAKO CONTRACT #93-60044-108, P/N 6208UU. |  |  | 6208UU | 1FA7F54 | 1 | EA | 29.39
PETE | 5004483 | 10.501.805 | BEARING, IDLER, 2 1/2" 4 BELT, RFB-208 DODGE, MODEL 60A/60C/60D, USED/UNITPETE 3 MANUFACTURER PART NO = AC-3140-1-40 | 203RGMOD0A | FD60-A MODULE OUTLET DAMPER INCLUDES DRIVE UNIT, DAMPER, CHAIN AND ELECTRICAL CONTROLS. WIEGHT 1,560 LBS. | B83LP99500 | SB3B2B6 | 6 | EA | 1572.3
PETE | 5013528 | 10.501.807 | BEARING, MOTOR, DRIVE END/OPPOSITE, USED ON PETE 4 SCRUBBER OXIDATION AIR COMPRESSORS. CONSISTS OF (1) EA 2H-105631 BEARING SHELL, (1) 4H-104331 BEARING SEAL, (2) EA 3M-092439 OIL RING | 204OCS4402 | OXIDATION AIR COMPRESSOR SKID 2 | 5059TMTRBRGODE | 1FA25A13 | 1 | EA | 4230
PETE | 5004319 | 10.501.813 | BELT, FOR PARTICLE SIZE MONITOR & AIR ELIMINATOR ARMCO AUTOMETRICS, MODEL PSM400 MANUFACTURER PART NO = 350401-56 | 203RPPSM00 | UNIT #3 BALLMILL PARTICLE SIZE MONITOR DENSITY AND GRIND SIZE DEVICE AND TRANSMITTER. | 350401-56 | 4FA4H3 | 4 | EA | 105.16
PETE | 5513763 | 10.501.814 | INTERDRIVE, BELT DRIVE-RH (COMPLETE ASSY), FOR UNIT #3 & #4 STOCK EQUIPMENT CO. VOLUMETRIC FEEDERS, SHOP ORDER #S5124-3-(1-6), MFT. P/N 1681-Z312. | 203BFCF001 | 3-1 COAL FEEDER ********SEE EQUIPMENT NOTES PAGE 6 ********** ***NUCLEAR DENSITY GAGE ATTACHED TO PIPING*** | 1681-Z312 | SB3L2A2 | 3 | EA | 21711.84
PETE | 7004145 | 10.501.818 | BELT, V-DRIVE, CUT LENGTH- 57", TOP WIDTH- 21/32", GOODYEAR B54 OR EQUAL. | 203RWLSC04 | CO-4 LIME SCREW CONVEYOR AND MOTOR | B54 | 1FA6G26 | 7 | EA | 52.83
PETE | 5706354 | 10.501.819 | BELT, V-DRIVE, CUT LENGTH- 95", TOP WIDTH- 3/8", GOODYEAR 3V950ENV OR EQUAL. | 204RWCB103 | CO-103 FLYASH SCREW CONV & BEARINGS MCC 101 FLYASH SCREW CONV CO-103 | 3V-950 | 1FA6B20 | 2 | EA | 31
PETE | 5706274 | 10.501.820 | BELTING, CONVEYOR 30" WIDE X 350 FT. LONG, 3-PLY, W/ 3/16" TOP COVER & 1/16" BOTTOM COVER, GOODYEAR PLYLON 3150 OR EQUAL, FOR PETE #4 IUCS/CSI RADIAL STACKING CONVEYORS. | 204RWCB05A | CO-5A PRODUCT TRANS CONVEYOR. |  | SB4 | 350 | FT | 7570.5
PETE | 6501131 | 10.501.832 | BLOCK, FRICTION, #527770-80 USED ON UNIT #3 TURBINE DRIVEN BOILER FEED PUMPS OIL PURIFIER. |  |  |  | 2FA12E58 | 4 | EA | 447.08
PETE | 5706617 | 10.501.835 | BLOCK, TAKE-UP, FOR PETE #4 DEWATERING BELT FILTER, EIMCO MODEL 3M65 EXTRACTOR, S/N CSP0000326-01/02. | 272GDF0400 | GDF 44-04 GYPSUM DEWATERING FILTER | 1170365-01 (11-10-14) | SB3C1A4 | 4 | EA | 1472
PETE | 5216457 | 10.501.836 | BLOCK, THRUST NOZZLE FOR THRUST ON TURBINE GENERAL ELECTRIC, MODEL 153129,UNIT PETE 4-1 MANUFACTURER PART NO = 134B469AX |  |  | 134B469AX | 2FA23H18 | 4 | EA | 1562.12
PETE | 5002021 | 10.501.847 | BOARD, ANALOG OUTPUT CARD, PTAC DO, NEUNDORFER SLC500 MODEL, FOR POWER CONTROLS, USED ON PETE #3 PRECIPITATORS. | 203ENPRCP1 | UNIT 3 PRECIPITATOR 3-1 (SOUTH) INCLUDES CONTROLS, TR SETS, VIBRATORS, RAPPERS, DOORS, LOCKS AND HIGH VOLTAGE BUSHINGS. ***** CONFINED SPACE/SAFETY SEE NOTES PAGE 6 ***** | 1746-OA16 | 2FA11C37 | 2 | EA | 1047
PETE | 5607480 | 10.501.853 | BOARD, CCT ID#28S PULSER, FOR SOOT BLOWER CONTROL PANEL, COPES-VULCAN, MODEL TSDGC, AREA PETE 3. |  |  | 140151 | 2FA15E16 | 1 | EA | 268.6
PETE | 5013012 | 10.501.857 | POWER SUPPLY BOARD IN (TIE) FOR ULTRAFLOW 150. | 203ENEM00B | UNIT 3 SCRUBBER SO2,CO2,NOX BACK-UP C.E.M. INCLUDES SO2,CO2,NOX ANALYZERS, SAMPLE SYSTEM, DATA LOGGERS, PROBE CONTROLLER, FLOW TRANSDUCER, AND PRINTER. | 1860-1100-02 | 2FA20A5 | 2 | EA | 1802
PETE | 5706429 | 10.501.859 | BOARD, SCALE, CARD 940 CHASSIS, MODEL 950 WEIGH FEEDER (FD-102) MERRICK S/N 950-DSC-17594 MERRICK P/N 19277A. | 203RWBSWFR | WS-1A BELT SCALE(CO-1A) INCLUDES ELECTRONICS, WEIGHBRIDGE AND CONTROLS. | 19277A | 2FA21H13 | 2 | EA | 1772.76
PETE | 5005883 | 10.501.863 | BODY, SLEEVE, FOR RESEARCH COTTRELL INC, MODEL 6, TYPE PINCH MANUFACTURER PART NO = 190-1028 | 203RWPGF00 | FILTRATE PIPING | 190-1028 | SB3B1B5 | 1 | EA | 774.85
PETE | 5003974 | 10.501.864 | BODY, (ONLY), 6", FOR RKL2T-155 VALVE SERIES LAF-Y ATC-P, #150 RUBBER W/ POS. OPENING, STD. CONST., USED ON PETE #3 & #4 IUCS/CSI VACUUM FILTERS. | 203RWPGF00 | FILTRATE PIPING | U30035-08-01 | SB3B2A1 | 2 | EA | 1624
PETE | 5009896 | 10.501.878 | GASKET, DOOR, 1/4" THICK EPDM MATERIAL, FOR PETE #1 & #2 SCRUBBER SCRUBBED STACK ACCESS DOORS, RECTANGULAR DOOR OPENING DIMENSIONS, {28-1/8" X 34-1/2" ID} & {32-1/8" X 38-1/2" OD}. | 202BGST000 | UNIT 1 & 2 STACK WET LINER, & UNIT 2 BYPASS LINER. *** CONFINED SPACE ENTRY *** *** SEE NOTES *** | EP-11S38.5X28 | 2FA13B2 | 2 | EA | 387.9
PETE | 5711327 | 10.501.882 | GASKET, COUPLING, 5", NUVALOY, FOR PETE #3 TOP ASH SYSTEM, PER UC PO 54674-4. | 203AHFHE01 | 3-1 ECONOMIZER HOPPER. | SK-17337-1 | 1FA3B10 | 3 | EA | 153
PETE | 5711223 | 10.501.883 | GASKET, DOOR, 24" DIA., HIGH-TEMP, FOR NORTH & SOUTH ASH TANK DOORS, USED ON PETE #3 BOTTOM ASH SYSTEM. | 203AHA0000 | UNIT 3 BOTTOM ASH TANK | 408620 | 1FA2I7 | 4 | EA | 1260.93
PETE | 5711872 | 10.501.884 | GASKET, FEEDER, FOR PETE #3 IUCS/CSI FLYASH ROTARY FEEDER (IT 1-6), DELTA/DUCON 18" TYPE B-2, NON-REVERSING, ASSY. MARK #2T-1209, T-929C, I.D. | 203RWFARF0 | FLYASH ROTARY FEEDER AND MOTOR | 4T-498 | SB5A6I1 | 2 | EA | 208.25
PETE | 5711393 | 10.501.886 | GASKET, GATE POSITION INDICATOR (3-3401-35), FOR PETE #3 & #4 IUCS/CSI DEWATERING BINS & BOTTOM ASH SYSTEMS, PER UCC PO 54674-4. | 203AHBD001 | 3-1 DEWATERING BIN, GATES AND SCREENS | SK-408395 | 1FA3F24 | 1 | EA | 5.2
PETE | 5301228 | 10.501.887 | GASKET, #21487 ITEM 42 DRAWING E 160013 REV 1 FOR T-30 M.K.11E COMBINATIONRETRACTABLE/WALL BLOWER W/DA HEAD #3 UNIT. | 203BSSBL01 | L-1 LONG RETRACT T 30 MARK 2 | 21487 | 1FA3F9 | 10 | EA | 3.3
PETE | 5702849 | 10.501.891 | GASKET, NOZZLE, 4" NUVAFLEX, FOR NOZZLE ASSY.(SK-4003-25 & -26), USED ON EWS #7 & PETE #3 & #4 BOTTOM ASH SYSTEMS, PER UC PO 54674-4. | 203AHNZ000 | BOTTOM ASH SYSTEM FLUSHING NOZZLES | SK-17023 | 1FA3B13 | 18 | EA | 102.6
PETE | 6101154 | 10.501.908 | GAUGE, PRESSURE, RANGE- 0- 600, FACE/MATL- 4.5IN | 204AHBHH0A | UNIT 4 (A) BOTTOM ASH HOPPER ***CONFINED SPACE ENTRY*** ***SEE NOTES PAGE 6*** | GAU-9834898 | 2FA22G3 | 5 | EA | 432.44
PETE | 5714215 | 10.501.910 | GEAR, ASSY., FOR TAKE UP DRIVE, USED ON PETE #3 & #4 VOLUMETRIC COAL FEEDERS, S-E CO. SHOP ORDER #5124-3-(1-6). | 203BFCF001 | 3-1 COAL FEEDER ********SEE EQUIPMENT NOTES PAGE 6 ********** ***NUCLEAR DENSITY GAGE ATTACHED TO PIPING*** | V382225.B01 | 2FA15F26 | 4 | EA | 280.3
PETE | 5008043 | 10.501.912 | GEAR, WORM RH, 80T, FOR KOMLINE-SANDERSON, MODEL KDF1289, USED FL-1/2PETE MANUFACTURER PART NO = 43E1007, S/N KDF1290 | 203RWVFFL2 | FL-2 VACUUM FILTER ***CONFINED SPACE ENTRY*** ***SEE NOTES PAGE 6*** | 43E1007 | SB1NA1 | 1 | EA | 3200
PETE | 5301234 | 10.501.913 | GEAR, PRIMARY (STD 70 SEC/REV) FOR WALL BLOWER COPES-VULCAN, MODEL MK-II, TYPE COMBO RETRACTABLE BLOWER W/DA HEAD. | 203BSSBL01 | L-1 LONG RETRACT T 30 MARK 2 | 13567 | 1FA3F11 | 1 | EA | 67.82
PETE | 5301184 | 10.501.917 | GEAR, (STEEL) FOR COMBO RETRACTABLE WALL BLOWER COPES-VULCAN, MODEL MK-II,TYPE W/DA HEAD. | 203BSSBL01 | L-1 LONG RETRACT T 30 MARK 2 | 031332 | 1FA3C9 | 2 | EA | 113.7
PETE | 5004736 | 10.501.918 | GEARBOX, 405A1, RATION 2.900:1, LIKE FALK ORIGINAL MASTER ORDER, MODEL/SIZE 405A1-AS-2.900:1, USED ON PETE FGD GIW RECYCLE PUMPS. | 203RMRCPA4 | RECYCLE PUMP P1-3-A4 | 05-068331-01 |  | 0 | EA | 0
PETE | 5711855 | 10.501.919 | GEARMOTOR, RETROFIT KIT, PIL B., FOR 33" X 30" CRUSHER GEARMOTOR ASSY., USED ON PETE #2, #3 & #4 BOTTOM ASH SYSTEMS. | 203AHBGG0A | UNIT 3 (A) BOTTOM ASH HOPPER GRINDER | 2113-402-7 | SB1PF5 | 2 | EA | 21697
PETE | 4903180 | 10.501.922 | SPECTACLE KIT, MSA, FOR PRESCRIPTION LENSES, CAT. #454819. |  |  | 454819 | 2FA56A3 | 21 | EA | 1799.07
PETE | 5012646 | 10.501.943 | HEATER, HOPPER, "C", 1 PER HOPPER, 18" X 12", 314 WATTS, 269 VOLTS, 230 OHM, USED ON FOSTER WHEELER P.J.F.F., (BAGHOUSE) HOPPERS. | 203AHHPR01 | UNIT3 ASH HOPPER # 1, HOPPER HEATERS &; 3FA5001V-ASH GATE 3SV-FA5001-SOV 3TE-FF-1701A & B- RTD TEMP. DETS. 3LE-FF-1501-HH ASH LEVEL ELEMENT 3LE-FF-1601-H ASH LEVEL ELEMENT 3FF1301E-VIB. 3FF1401E-VIB. SEE ASSET NOTES FOR MFG PART NUMBERS. | D-7173-C | SB1GE11 | 1 | EA | 230
PETE | 5012659 | 10.501.944 | HEATER, HOPPER, "PT". 3 PER HOPPER, 40" X 1", 106 WATTS, 92 VOLTS, 80 OHM, USED ON FOSTER WHEELER P.J.F.F., (BAG HOUSE) HOPPERS. | 203AHHPR01 | UNIT3 ASH HOPPER # 1, HOPPER HEATERS &; 3FA5001V-ASH GATE 3SV-FA5001-SOV 3TE-FF-1701A & B- RTD TEMP. DETS. 3LE-FF-1501-HH ASH LEVEL ELEMENT 3LE-FF-1601-H ASH LEVEL ELEMENT 3FF1301E-VIB. 3FF1401E-VIB. SEE ASSET NOTES FOR MFG PART NUMBERS. | D-7173-PT | 2FA4A32 | 3 | EA | 480
PETE | 5304207 | 10.501.958 | HOSE, FLEX-METAL, FOR PETE ABB C-E SVCS. BOILER IGNITON SYSTEMS. | 203BFIGL01 | LEVEL 1/2 IGNITORS INCLUDES A,B,C AND D CORNERS | 1G-1194 | 1FA6B18 | 2 | EA | 373.7
PETE | 5714213 | 10.501.961 | HOUSING, TAKE UP DRIVE, FOR PETE #3 & #4 VOLUMETRIC COAL FEEDERS, S-E CO. SHOP ORDER #5124-3-(1-6). | 203BFCF001 | 3-1 COAL FEEDER ********SEE EQUIPMENT NOTES PAGE 6 ********** ***NUCLEAR DENSITY GAGE ATTACHED TO PIPING*** |  | 2FA15C18 | 2 | EA | 1254
PETE | 5005632 | 10.501.964 | HOUSING, PUMP, COMPLETE ASSY., W/ SHAFT & BEARINGS, FOR PETE #4 SCRUBBER ABSORBER & QUENCHER FEED PUMPS, WARMAN PUMPS MODEL 450STL, R-C #190-1000, SEQ. #46. | 204RMQFPA1 | P-402A-1 QUENCHER PUMP | S005M |  | 1 | EA | 0
PETE | 5301096 | 10.501.975 | CARRIAGE, TRAVELING, FOR COPES VULCAN INC, MODEL MK-II, RETRACTS. | 203BSSBL01 | L-1 LONG RETRACT T 30 MARK 2 | 059215 | SB1AD2 | 0 | EA | 0
PETE | 5003663 | 10.501.978 | CASING, ITEM 100, 316 STAINLESS STEEL, FOR GOULDS PUMPS, MODEL 3175M, TYPE 6 X 8 - 18 (237B948) RECLAIM WATER PUMP (P-6A & B) SO2 REMOVAL SYSTEM. | 203RDRWP3A | P6-3A RECLAIM WATER PUMP INCLUDES PUMP, MOTOR AND CONTROLS | ITEM 100-237B948 | SB1FB10 | 1 | EA | 14277
PETE | 8612104 | 10.501.979 | CASTER, SWIVEL BASE, 5" X 2" RUBBER WHEEL, 4" X 4-1/2" STEEL TOP PLATE, LOAD CAPACITY 450 LBS PER CASTER. |  |  | 46-SRR-520-S | 1FA8C24 | 30 | EA | 586.5
PETE | 5404925 | 10.501.986 | ARC CHUTE, SIZE 1, P/N 25-131-793-001 FOR PETE #4, CSI, SIEMENS ALLIS MCC'S MARQ 21, REF. #09-1467-52161. | 204RE00000 | UNIT 4 SCRUBBER ELECTRICAL SYSTEM | 25-131-793-001 | 2FA24E32 | 1 | EA | 17.28
PETE | 5711537 | 10.501.989 | CLAMP, PIPING, 4", FLANGE HALF (LOCKING), W/ BOLT, FOR PETE #3 & #4 BOTTOM ASH SYSTEMS, PATTERN #17081, UC PO 54674-4. | 203AHPGEHD | ECONOMIZER HOPPER DISCHARGE PIPING AND WET LINE | 1701-2259 | SB5A1A5 | 4 | EA | 214.56
PETE | 5012881 | 10.501.992 | CLAMP, SPRING, CENTER, FOR ERIEZ MODEL D55HT VIBRATORS WITH S/N 270535, USED ON FOSTER WHEELER P.J.F.F. (BAGHOUSE) HOPPERS. | 203AHHPR01 | UNIT3 ASH HOPPER # 1, HOPPER HEATERS &; 3FA5001V-ASH GATE 3SV-FA5001-SOV 3TE-FF-1701A & B- RTD TEMP. DETS. 3LE-FF-1501-HH ASH LEVEL ELEMENT 3LE-FF-1601-H ASH LEVEL ELEMENT 3FF1301E-VIB. 3FF1401E-VIB. SEE ASSET NOTES FOR MFG PART NUMBERS. | 121050 | 2FA21G29 | 4 | EA | 28
PETE | 8506014 | 10.501.999 | CLIPS, MUELLER UNIVERSAL #27. | 204ENPRCP2 | UNIT 4 PRECIPITATOR 4-2 (NORTH) INCLUDES CONTROLS, TR SETS, VIBRATORS, RAPPERS, DOORS, LOCKS AND HIGH VOLTAGE BUSHINGS. *******CONFINED SPACE SEE NOTES PAGE 6******* | BU27 | 1FA5H13 | 5 | EA | 31.13
PETE | 5012778 | 10.502.014 | ELECTRICAL COIL ASSEMBLY, FOR ERIEZ MODEL D55HT VIBRATORS WITH S/N 270535, USED ON FOSTER WHEELER P.J.F.F. (BAGHOUSE) HOPPERS. | 203AHHPR01 | UNIT3 ASH HOPPER # 1, HOPPER HEATERS &; 3FA5001V-ASH GATE 3SV-FA5001-SOV 3TE-FF-1701A & B- RTD TEMP. DETS. 3LE-FF-1501-HH ASH LEVEL ELEMENT 3LE-FF-1601-H ASH LEVEL ELEMENT 3FF1301E-VIB. 3FF1401E-VIB. SEE ASSET NOTES FOR MFG PART NUMBERS. | 101914 | 2FA21H30 | 1 | EA | 809
PETE | 5006954 | 10.502.018 | COIL, SIZE 3, P/N 505C633G01, PETE #4 SCRUBBER MCC'S. | 204RELV411 | MOTOR CONTROL CENTER MCC S4-1-1 | 505C633G01 | 2FA23F12 | 3 | EA | 132.66
PETE | 5513178 | 10.502.021 | COLLAR, VENTURI OUTLET, FOR PETE #3 & #4 ABB C-E SVCS. MODEL 903RP PULVERIZERS, S/N 73831-73836. | 203BFCM001 | 3-1 PULVERIZER *** CONFINED SPACE ENTRY *** *** FOR PYRITE SECTION ONLY - SEE NOTES PAGE 6 *** | 94-496 | SB4FLOOR | 2 | EA | 5946
PETE | 5513733 | 10.502.029 | BEARING, CONE, UPPER JOURNAL, FOR PETE #3 & #4 ABB C-E SVCS. MODEL 903RP COAL PULVERIZERS. | 203BFCM001 | 3-1 PULVERIZER *** CONFINED SPACE ENTRY *** *** FOR PYRITE SECTION ONLY - SEE NOTES PAGE 6 *** | MP-10413 | SB1ME5 | 0 | EA | 0
PETE | 6626311 | 10.502.058 | CONTACT, MOVING, FOR ALTERREX, G.E. COMPANY, S/N 170X583 TURBINE, AREA PETE 3 MANUFACTURER PART NO = 108C9698G1 |  |  | 108C9698G1 | 2FA3E10 | 2 | EA | 372.16
PETE | 5006875 | 10.502.059 | CONTACT, STATIONARY LEFT, P/N 568B509G4, 1600 AMP FRAME ONLY FOR PETE #4 SCRUBBER 480V LOAD CENTERS. |  |  | 568B509G4 | 2FA19H42 | 3 | EA | 385.11
PETE | 5225406 | 10.502.067 | MODULE FIBRE REMOTE, REMOTE PANEL FOR CONTINUOUS EMISSION MONITOR ON #3 STACK AT H.T. PRITCHARD |  |  | 1010-0000-02 | 2FA18F10 | 2 | EA | 800
PETE | 5009961 | 10.502.072 | MOTOR, 40HP, 1800 RPM, 364TC, TEFC, FOR PETE 4 GYPSUM FILTER DRIVE GEARBOX. | 272GDF0400 | GDF 44-04 GYPSUM DEWATERING FILTER |  | SB1HC7 | 1 | EA | 5677.16
PETE | 5003898 | 10.502.074 | MOTOR, ELECTRIC-AC, HORSEPOWER- 100, RPM- 1775 FRAME- 444T, 480V.,S.F. 1.15, TEFC. | 203RDWSP3A | WASTE SLURRY PUMP P3-3-A INCLUDES PUMP, MOTOR AND CONTROLS |  |  | 0 | EA | 0
PETE | 5706628 | 10.502.078 | MOTOR, 25HP, 480V, 30A, 1770 RPM, 284T FRAME, 1.15 S.F., FOR FILTRATE PUMP, (180078-1A), USED ON PETE #4 DEWATERING VACUUM FILTER, EIMCO MODEL 3M65 EXTRACTOR, S/N CSP0000326-01/02. | 272FRP4400 | FRP 44-04 DEWATERING UNIT #4 FILTER FILTRATE RECEIVER PUMP | TBD (8-2) | SB1EC8 | 1 | EA | 0.01
PETE | 5003885 | 10.502.079 | MOTOR, ELECTRIC-AC, 40 HP, 1800 RPM, 324TS FRAME, 230/460 VAC, 3-PHASE, HOSTILE DUTY TYPE, TEFC, PREMIUM EFFICIENT. | 203RPMSTK1 | 3-1 MAKE-UP SLURRY STORAGE TANK *** CONFINED SPACE ENTRY *** *** SEE NOTES PAGE 6 *** | R073 (5-9-14) | SB1DB2 | 1 | EA | 1612.5
PETE | 5302575 | 10.502.081 | MOTOR, ELECTRIC-AC, HORSEPOWER- 1.5, RPM- 1725 FRAME- 145TC, 230/460 VOLT 15 MIN. TIME RATING, EQUAL TO G.E. #5K145WL20199. | 203BSSBL15 | L-15 ECONOMIZER SOOT BLOWER IK-525 | 844617-0046 | 4FA51B8 | 6 | EA | 6154.83
PETE | 6407873 | 10.502.082 | MOTOR, ELECTRIC-AC, HORSEPOWER- 150, RPM- 1775 FRAME- 445TS, 460V.,3 PH.,S.F. 1.0 SPECIAL TORQUE LRT 180 PERCENT. | 204RPCVM02 | #2 LIMESTONE CONVEYOR MOTOR INCLUDES MOTOR AND CONTROLS. | CK1510558 |  | 0 | EA | 0
PETE | 5706151 | 10.502.089 | MOTORIZED TORQUE ARM II GEAR REDUCER | 204RWCB06A | CO-6A RADIAL STACKING CONVEYOR. | M6H24T32C | SB1MB5 | 1 | EA | 8072.5
PETE | 5706620 | 10.502.098 | NOZZLE, CAKE WASH, ADJUSTABLE, POLYURETHANE, FOR PETE #4 DEWATERING BELT FILTER, EIMCO MODEL 3M65 EXTRACTOR, S/N CSP0000326-01/02. | 272GDF0400 | GDF 44-04 GYPSUM DEWATERING FILTER | 1182571-01 | 2FA1B29 | 12 | EA | 300
PETE | 5005997 | 10.502.099 | ABSORBER SPRAY NOZZLE, UPPER MID LEVEL INTERIOR S1A HEADER, FOR PETE 4. | 204RMNZAA0 | A TOWER ABSORBER SPRAY NOZZLES. | 147861 TH- 57248/2 | SB1KC6 | 8 | EA | 2526.68
PETE | 5713472 | 10.502.101 | NOZZLE, PUMP, 11/32", 416 SS, FOR 8" HYDROVEYOR EXHAUSTER, USED ON PETE #4 BOTTOM ASH SYSTEM. | 204AHEH000 | UNIT 4 ECONOMIZER ASH SYSTEM | 1-403027-11 | 4FA5E11 | 35 | EA | 1156.05
PETE | 5513510 | 10.502.103 | NUT, ELASTIC STOP, FOR HINGED GATE MECHANISM, ABB COMBUSTION ENG SVCS, AREA PETE 1&2, INDEP COAL FEEDER, MANUFACTURER PART NO = 698 | 204AHFFA02 | A-2 PRECIP HOPPER AND NUVA FEEDERR **SEE EQUIPMENT NOTES PAGE 6 *** **8 NUCLEAR DENSITY GAUGE ATTACHED TO HOPPER *** |  | 1FA6E8 | 10 | EA | 64.6
PETE | 5721641 | 10.502.113 | NUT, HEX, 1"-8, BRASS, FOR FLY ASH DUSTLESS UNLOADER. | 203AHFU031 | 3-1 ROTARY DUSTLESS UNLOADER | 46038-1000 | 2FA11F13 | 17 | EA | 155.55
PETE | 5004092 | 10.502.116 | NUT, IMPELLER, 316SS, FOR 3" VERTICAL CANTILEVER SHAFT PUMP, USED ON PETE #4 SCRUBBER BALL MILL SLURRY SUMP PUMP, LAWRENCE PUMPS MODEL, S/N 82745-1/-2. | 204RBSUBM0 | BALL MILL AREA SUMP PUMP AND MOTOR LAP 4-1 | 254-4532805-00 | 2FA8F16 | 1 | EA | 1025.5
PETE | 5008059 | 10.502.117 | NUT, VALVE STUD, 1", LH, W/ SET SCREW, FOR PETE #3 IUCS KOMLINE-SANDERSON VACUUM FILTERS, S/N KDF-1290(LH). | 203RWVFFL1 | FL-1 VACUUM FILTER ***CONFINED SPACE ENTRY*** ***SEE NOTES PAGE 6*** | Z0390108 | 2FA16F25 | 3 | EA | 114
PETE | 5513001 | 10.502.124 | KIT, O-RING, FOR INPRO BEARING ISOLATOR SEAL, USED ON PETE #3 & #4 ABB C-E 903RP COAL PULVERIZER UPPER JOURNAL HOUSING, KIT CONSIST OF: (1 EA.) 278V, (3 EA.) 275V & (1 EA.) 3 X 276MM. | 203BFCM001 | 3-1 PULVERIZER *** CONFINED SPACE ENTRY *** *** FOR PYRITE SECTION ONLY - SEE NOTES PAGE 6 *** | 3000-A-16607-0-ORK | 1FA13C5 | 12 | EA | 951.24
PETE | 6501132 | 10.502.125 | O-RING, #223406-26 USED ON USED ON UNIT #3 TURBINE DRIVEN BOILER FEED PUMPS OIL PURIFIER. |  |  |  | 2FA12E59 | 1 | EA | 1.8
PETE | 5706772 | 10.502.133 | O-RING, FS IMPELLER SEAL, FOR PETE #4 DEWATERING FILTER FEED PUMPS, WARMAN PUMPS MODEL 4/3CAH. | 203RPSP03A | 3-A MAKE-UP SLURRY PUMP P5-3A (EAST PUMP) (PUMP CONNECTED TO SLURRY STORAGE TANK) | D064S50 | 2FA6F45 | 3 | EA | 73.69
PETE | 5706770 | 10.502.137 | O-RING, FS SHAFT, FOR PETE #4 DEWATERING FILTER FEED PUMPS, WARMAN PUMPS MODEL 4/3CAH. | 203RPSP03A | 3-A MAKE-UP SLURRY PUMP P5-3A (EAST PUMP) (PUMP CONNECTED TO SLURRY STORAGE TANK) | C109S50 | 2FA6F45 | 2 | EA | 20.72
PETE | 6001606 | 10.502.146 | O-RING, UPPER, RESPONSE VALVE, USED ON TC-3 FOR UNIT #3-B.S.B. TEMP CONTROLLER. WKM P/N 316465 |  |  | 316465 | 2FA24E27 | 4 | EA | 3.04
PETE | 5005434 | 10.502.164 | PACKING, TEFLON, FOR GRACO, MODEL 203-869E, MANUFACTURER PART NO = 160-679 | 204RPBMLO0 | BALL MILL LUBE SYSTEM | 160-679 | 2FA24F12 | 1 | EA | 32.64
PETE | 5003639 | 10.502.166 | ELL, FIBERGLASS, SIZE/TYPE- 4IN/45 DEG CONNECTION- BELL X BELL | 203RMPGTOA | "A" MODULE TRAPOUT TRAY PIPING AND VALVES. |  | SB3F1B3 | 4 | EA | 165.76
PETE | 5013385 | 10.502.176 | BEARING ASSEMBLY FAN-FIXED, USED ON BOOSTER FANS, PETE UNIT 4 FGD, DWG# P208305-D10-010002, S/N P208305. | 204RFBF001 | 4-1 BOOSTER FAN, WHEEL & BEARINGS *** CONFINED SPACE ENTRY *** SEE NOTES PAGE 6 *** | ERZLK 28-335 | SB1EF1 | 1 | EA | 26960.27
PETE | 5013525 | 10.502.189 | FILTER, AIR, 24 X 24 X 2, USED ON PETE 4 SCRUBBER OXIDATION AIR COMPRESSORS. | 204OACM401 | OXIDATION AIR COMPRESSOR 44-01 | 72536 | SB1EA5 | 40 | EA | 316.59
PETE | 5225386 | 10.502.190 | FILTER, COLOR, 810NM, 1" DIA., HACH #31256-00, USED ON PETE SERIES 5000 SILICA HACH WATER ANALYZERS IN WATER TREATMENT AND AT EWS. |  |  | 31256-00 | 2FA16F13 | 1 | EA | 234
PETE | 7901609 | 10.502.195 | FILTER, PLEATED, 20" X 20" X 2", TO BE USED IN #3 CONTROL ROOM. (NEW CAPEX PROJECT) |  |  | 20202HIE40 | 4FA58B | 94 | EA | 347.8
PETE | 5706705 | 10.502.196 | FINDER, VORTEX, 1-1/2", CERAMIC, FOR PRIMARY HYDROCLONES, USED ON PETE #4 DEWATERING MILL SLURRY, KREBS CYCLONE MODEL GMAX6-3193, S/N G115252I THRU G115262I. | 272PH15252 | PH 44-1-1 PRIMARY HYDROCLONE | 65-CR-1.5 | SB1GE3 | 4 | EA | 1372
PETE | 4901194 | 10.502.199 | FITTING, CAMLOCK, GREEN, NYLON, 20F, 2" MALE THREAD, USED ON PETE 3&4 PULVERIZERS FOR THE MILL FIRE DETECTOR SENSORS. (MINIMUM ORDER 10 PCS) | 203BFCM001 | 3-1 PULVERIZER *** CONFINED SPACE ENTRY *** *** FOR PYRITE SECTION ONLY - SEE NOTES PAGE 6 *** | 2900620 | 1FA11G5 | 12 | EA | 85.6
PETE | 5711834 | 10.502.201 | FLANGE, CONNECTOR, ON ASH HOPPER ASH CRUSHER DRIVE UNIT. LOC. #8 PART #L-B292X67-1 FOR GEARMOTOR MODEL ME6-553461A SIZE - DDFF-73, #3 UNIT |  |  |  | 1FA3D43 | 2 | EA | 369.5
PETE | 6626450 | 10.502.228 | FUSE, EXCITER, ALTERREX, 1800A, 650V, W/ MICROSWITCH, FOR PETE #2, #3 & #4 G.E. TURBINE GENERATORS, S/N 170 X 350 / 583 / 755. |  |  | 323A2437P7 | 2FA2A5 | 1 | EA | 439
PETE | 5711369 | 10.502.233 | GASKET, SK-34164-4 FOR LEVEL SENSOR ASSY (SK-3403-22) AS FURNISHED ON U.C.C. P.O. 54674-4 FOR ASH HANDLING SYS PETE #3. | 204AHFFF24 | F-24 PRECIP HOPPER AND NUVA FEEDER ** SEE EQUIPMENT NOTES PAGE 6 *** *** NUCLEAR DENSITY GAUGE ATTACHED TO HOPPER *** | 34164-4 | 1FA3F21 | 3 | EA | 32.76
PETE | 5706852 | 10.502.235 | GASKET KIT, ASH FEED, 12" - 6", UCC DWG #3-1941-228-1, AT PETE 3&4 FLY ASH SILOS. . | 203AHFU031 | 3-1 ROTARY DUSTLESS UNLOADER | 408813 | SB1NB4 | 2 | LT | 3396
PETE | 2901266 | 10.502.243 | GASKET, FLEX-PIPE, SIZE/RATING- 1.25 150 | 203BFCM001 | 3-1 PULVERIZER *** CONFINED SPACE ENTRY *** *** FOR PYRITE SECTION ONLY - SEE NOTES PAGE 6 *** |  | 2FA19G13 | 6 | EA | 10.8
PETE | 5305976 | 10.502.255 | GASKET, BURNER, 2 MV, ITEM #P01, FOR WARMUP GUN ASSEMBLY, USED ON PETE #3 BOILER OIL IGNITION SYSTEM. | 203BFWGL01 | WARM-UP OIL GUNS 1/2 LEVEL | 4220-035-2DK {24/ PK.} | 1FA6E44 | 31 | EA | 195.3
PETE | 5706193 | 10.502.259 | GASKET, FULL FACE, TOWNIPRENE, 6" X 1/4" THK., " LOW TORQUE", FOR PETE #4 DEWATERING RECLAIM WATER & WASTE SLURRY PIPING. | 203RDPGTH0 | THICKNER PIPING | P-GF06-0256 | 2FA10B | 2 | EA | 46.86
PETE | 5706263 | 10.502.267 | REDUCER, FALK #4107JSC25 WITH WASTE PACK SEAL FOR LIME SCREW CONVEYOR CO-4DRIVE UNIT, UNIT #3 SLUDGE WASTE DISPOSAL SYSTEM. "DO NOT SUBSTITUTE" FALK PT # FOR SHAFT SIZE - 1230652. | 203RWLSC04 | CO-4 LIME SCREW CONVEYOR AND MOTOR | 2107JSC25 | 2FA15H25 | 3 | EA | 1749
PETE | 5009201 | 10.502.274 | REGULATOR, PRESSURE, COMBINATION FILTER REGULATOR W/ REDUCER, SQUARE HEAD ADJUSTING SCREW & CELLULOSE FILTER ELEMENT, SPRING RANGE 0-35 PSI, FOR PETE #1 & #2 SCRUBBER OXIDATION AIR COMPRESSOR CONTROL VALVES. | 203BFCM001 | 3-1 PULVERIZER *** CONFINED SPACE ENTRY *** *** FOR PYRITE SECTION ONLY - SEE NOTES PAGE 6 *** | 67CFR-362 | 2FA14A27 | 2 | EA | 232
PETE | 5606538 | 10.502.278 | RELAY, AGASTAT, 7022 PJ TIME DELAY RELAY 3-120 CYCLE, 120 VDC DPDT FOR ABBOTT 4160V SWITCHGEAR, UNIT 4. |  |  |  | 2FA23A12 | 1 | EA | 108
PETE | 5216309 | 10.502.283 | RELAY, REFLASH, FOR SEAL WATER SYSTEM RILEY COMPANY, UNIT 3&4 MANUFACTURERPART NO = 70-X11 |  |  | 70-X11 | 2FA9F6 | 1 | EA | 126.62
PETE | 5404929 | 10.502.294 | RELAY, OVERLOAD, CCOLR1000, P/N 25-131-586-013 FOR PETE #4, CSI, SIEMENS ALLIS MCC'S MARQ 21, REF. #09-1467-52161. | 204RE00000 | UNIT 4 SCRUBBER ELECTRICAL SYSTEM | 25-211-022-047 | 2FA24F28 | 1 | EA | 87.49
PETE | 5301800 | 10.502.330 | RING, SNAP FOR SOOT BLOWER COPES VULCAN, UNIT 3&4. | 203BSSBA01 | A-1 "A" ROW WALL SOOTBLOWER | 005796 | 2FA19E23 | 22 | EA | 5.06
PETE | 5003126 | 10.502.336 | V-RING, PERFORATED, FOR SLURRY PUMPS ON SO2 REMOVL WORTHINGTON PUMP, MODEL4R122, UNIT PETE 3 MANUFACTURER PART NO = 9901070-012 SER NO = B07531586 | 203RDUFP3A | P7-3A UNDERFLOW PUMP INCLUDES PUMP, MOTOR AND CONTROLS | C33RJ89600 | 2FA14E3 | 7 | EA | 75.88
PETE | 5301063 | 10.502.337 | RING, RETAINING, FOR COPES-VULCAN, MODEL RW-5E, USED PETE 3 MANUFACTURER PART NO = 35070 | 203BSSBA01 | A-1 "A" ROW WALL SOOTBLOWER | 35070 | 1FA3E1 | 5 | EA | 7.9
PETE | 5604199 | 10.502.340 | RING, SEAT, FOR FISHER TRIP VALVE, ABB COMBUSTION ENG, S/N 9303059, TYPE STV-4, UNIT4 MANUFACTURER PART NO = 25A2356X012 | 204BFVT004 | STV 4 WARM UP OIL TRIP VV | 25A2356X012 | 2FA25F8 | 1 | EA | 2430
PETE | 6718037 | 10.502.346 | RING, IMPELLER WEAR, PATT 11-157, HC-250, FOR LAWRENCE PUMPS, MODEL DDL DOUBLE VOLUTE, SIZE 12 MANUFACTURER PART NO = C-34871 SER NO = 71511 (2 IN SET) | 203AHRWP01 | 3-1 ASH SLUICE RETURN WATER PUMP | 011-35842-003 | SB5A3A6 | 1 | EA | 2326
PETE | 5713482 | 10.502.348 | ROD GLAND KIT, FOR PARKER 12" AIR CYLINDER, BV-1, 2, 3 FOR PETE 3 BOTTOM ASH SYSTEM. | 203AHPGBV1 | COV-2052, (BV-1) TOP ASH WET TO BOTTOM ASH. LOCATED NORTH OF "C" ASH HOPPER 1ST FL | RG2AHL0171 | 4FA5F22 | 1 | EA | 77
PETE | 5301057 | 10.502.365 | HOUSING, GEAR RACK FOR RW5E WALL BLOWERS, PETE #3. | 203BSSBA01 | A-1 "A" ROW WALL SOOTBLOWER | S160013 | SB5A3A9 | 2 | EA | 5080.5
PETE | 5004049 | 10.502.370 | IDLER, TROUGHING, 5" CAN X 35 DEG. X 30" WIDE, FOR PETE #3 & #4 IUCS/CSI TRANSFER CONVEYORS. | 204RWCB05A | CO-5A PRODUCT TRANS CONVEYOR. | C3528-30 | SB3D1C4 | 5 | EA | 1965.22
PETE | 5706164 | 10.502.371 | IMPACT BAR 3" X 4" X 60" | 204RWCB06A | CO-6A RADIAL STACKING CONVEYOR. | CP-IB-3460-A-G69 | SB1FA1 | 8 | EA | 2168
PETE | 5721048 | 10.502.378 | INBOARD OIL SEAL FOR ASH GRINDER GEAR REDUCER | 203AHBGG0A | UNIT 3 (A) BOTTOM ASH HOPPER GRINDER | 26220 | 1FA3F29 | 2 | EA | 18.14
PETE | 5721536 | 10.502.384 | INSERT, VALVE, WEAR LINER, FOR 12" KNIFEGATE VALVE, MODEL 150W, USED ON PETE #2, #3 & #4 BOTTOM ASH DISCHARGE SYSTEMS. | 203AHVY41A | COV-2041-1 "A" ASH HOPPER DISC LINE 12" 150 W KNIFE GATE. | 191640-5 | 4FA55B3 | 2 | EA | 599.07
PETE | 5015863 | 10.502.391 | HEATING JACKET, #2, BALL VALVE | 203ENSHED2 | UNIT 3 FGD STACK PRIMARY CONTINUOUS PARTICULATE MONITOR SHELTER, MSI 05-0063. CONSISTS OF PARTICULATE MONITOR RACKS, DATA LOGGERS, AIR CLEAN-UP SYSTEM, FIRE DET. SYS., TOXIC GAS DET. SYS.,HVAC SYS., POWER DIST. PANEL, UPS'S, ALL LIGHTING AND RECEPTS. | 38-0170 | 1FA1B35 | 2 | EA | 999.42
PETE | 5701010 | 10.502.394 | JOINT, EXPANSION, 12", PETE 2&3 BAGHOUSE, UCC DWG #4-1730-367-8. | 203BCOMP01 | UNIT 3 FABRIC FILTER COMPARTMENT #1, CONTAINS 34 ROWS OF 40 FILTER BAGS SUPPORTED ON WIRE CAGES, TOTAL OF 1360 BAGS. BAGS ARE 29.75' LONG, 5" DIAMETER. COMPARTMENTS ARE NUMBERED SO. TO NO., EAST TO WEST, S.E. IS #1, N.E.. IS #2. 2PI-FF-1801 DIFF.PRESS.GA | 1730-367-8 | SB1KD6 | 1 | EA | 1814
PETE | 5003669 | 10.502.397 | KEY, IMPELLER, AISI 303, FOR GOULDS PUMPS, MODEL 3175M, SIZE 6 X 8 X 18 MANUFACTURER PART NO = 49568-406-2226 | 203RDRWP3A | P6-3A RECLAIM WATER PUMP INCLUDES PUMP, MOTOR AND CONTROLS | 49568-406-2226 | 2FA14F39 | 3 | EA | 99.51
PETE | 5301602 | 10.502.399 | KEY, ITEM 34, DWG. #E-160020 FOR RW-5E RETRACT SOOT BLOWERS, UNIT #3. | 203BSSBA01 | A-1 "A" ROW WALL SOOTBLOWER | 061823 | 1FA4E13 | 3 | EA | 19.68
PETE | 4901070 | 10.502.410 | LAMP, REMOTE ALARM MODEL RAL-2 CAT. #411-3 FOR #3 FIRE PROTECTION SYS |  |  |  | 1FA11E12 | 4 | EA | 44
PETE | 2604468 | 10.502.411 | LAMP, 100 WATT, MEDIUM BASE, HID, USED AT PETE 4 GYPSUM BUILDING. - 20/BOX | 203RELTCSI | IUCS/CSI, ASH DISPOSAL AND GYPSUM PLANT AREA LIGHTING INCLUDES LIGHTING ASSOC. WITH IUCS/CSI, ASH DISPOSAL AREA AND GYPSUM PLANT. | MP100/U/MED | 2FA55A3 | 20 | EA | 439
PETE | 5005992 | 10.502.428 | LINER SET (COMPLETE), 10'-0" X 18'-6" OFBM, WITH HARDWARE TO RELINE FD, DISCH HEADS AND SHELL, FD TRUNION INCL. THE TWO (2) MAN DOORS ARE LINED OVER, CURRENT LINER DESIGN IS IN ACCORDANCE W/DRAWING R-49-0793, REV F FOR PETE 3 & 4 BALL MILLS | 203RPB0000 | BALL MILL M2-3 (BALL MILL PARENT) THIS IS THE PARENT TO BALL MILL INTERNALS |  | SB4 | 0 | EA | 0
PETE | 5513272 | 10.502.431 | LINER, FRAME, JOURNAL OPENING, CROWN 700, FOR PETE #3 & #4 ABB C-E SVCS. MODEL 903RP COAL PULVERIZERS, S/N 73831-73836. | 203BFCM001 | 3-1 PULVERIZER *** CONFINED SPACE ENTRY *** *** FOR PYRITE SECTION ONLY - SEE NOTES PAGE 6 *** | 94-1294 | SB3M2B1 | 3 | EA | 972.63
PETE | 5008017 | 10.502.433 | LINER, COVER PLATE, FOR PETE #1 & #2 SCRUBBER MILL SLURRY & PROCESS WATER PUMPS & PETE #3 & #4 IUCS/CSI THICKNER UNDERFLOW PUMPS & DEWATERING SECONDARY HYDROCLONE PUMPS, WARMAN PUMPS MODEL 6/4 DAH. | 203RDUFP3B | P7-3B UNDERFLOW PUMP INCLUDES PUMP, MOTOR AND CONTROLS | E4018R55 (MAT'L UPGRADE) | SB1CB5 | 2 | EA | 3635.88
PETE | 5706034 | 10.502.435 | LINER, BRG (HALF), PT #47596F4A, FOR TRUNNION BRG ASSY USED ON EIMCO 12 FTX 20 FT VACUUM SCRAPER FILTERS (FL 1 & 2), S/N'S 81547-01A & 02A I.U.C.S. SLUDGE WASTE PETE #3. |  |  | 47596F4A | 2FA15H30 | 2 | EA | 2108.06
PETE | 5513696 | 10.502.437 | LINER, UPPER FRAME, FOR PENNSYLVANIA CRUSHER CORP. TK15-44D COAL CRUSHERS, 1-1 & 1-2, S/N 3107 & 08, DWG. #001416-4, ITEM #36, MFT. P/N 363419-16. (LEFT HAND) | 266CACC11C | 1-1 COAL CRUSHER *** SEE EQUIPMENT NOTES PAGE #6 *** * CUTTING & WELDING PERMIT REQUIRED * | 363419-16 | SB1OE6 | 3 | EA | 1324.35
PETE | 3103050 | 10.502.444 | LUBRICANT, ELECTRICAL, FOR SILVER PLATED CONTACTS & PRIMARY DISCONNECT STUDS, USED ON PETE #1 & #2, EWS & HTP 4 KV SWITCHGEARS. (4 OZ. / TUBE) | 203REDCB00 | UNIT 3 FGD BATTERY AND CHARGERS IMNCLUDES BATTERY BANK 59 CELLS AND CHARGER | 183L0907P037 | 1FA9C30 | 7 | TB | 260.61
PETE | 5005003 | 10.502.467 | SLEEVE, 4", SERIES L, PURE GUM RUBBER REPLACEMENT, FOR PETE FILTER DRUMS, SLURRY BYPASS & OUTLET PIIPING. | 203RWVFFL1 | FL-1 VACUUM FILTER ***CONFINED SPACE ENTRY*** ***SEE NOTES PAGE 6*** | U30035-06-01 | 4FA50B3 | 2 | EA | 1167.32
PETE | 5005915 | 10.502.472 | SLEEVE, VALVE, PURE GUM RUBBER, FOR 6" PINCH VALVE, W/ PNEUMATIC ACTUATOR, USED ON PETE #3 & #4 SCRUBBER FILTRATE PIPING, RESEARCH COTTRELL MODEL #LAF-ATSOP, SPRING CLOSE. | 203RWPGF00 | FILTRATE PIPING | U30035-08-01 | SB3B1A1 | 1 | EA | 1107.76
PETE | 8532027 | 10.502.475 | SLING, LIFTING, SIZE- .25X.5, LENGTH- 6 FT DESC- S3-1, VERTICAL CAP. - 1.4 TON, 3 STRAND. (MUST INCLUDE METAL TAG WITH LIFTING CAPACITIES) |  |  | S3-1 | 2FA11NW | 8 | EA | 644.2
PETE | 5005651 | 10.502.487 | SPACER, SHAFT, FOR PETE #4 SCRUBBER REAGENT FEED PUMPS, WARMAN MODEL 6/4EAH. | 204RPRFP01 | REAGENT FEED PUMP P407-1 (OFF OF UNIT 4 SLURRY TANKS) (RUBBER LINED) | E117C21 | 2FA16F48 | 1 | EA | 668.12
PETE | 5713411 | 10.502.493 | SPOOL, STEEL 3 FT.-6 9/16" LG. (14-1/2" OD) LINED W/12" ID ABRESIST W/FIXED FLGS. BOTH ENDS, DWG. #AB-0097A & B FOR BOTTOM ASH LINE, UNIT #4. | 204AHPGD00 | BOTTOM ASH DISCHARGE PIPING. |  | SB1QE1 | 1 | EA | 1057
PETE | 5711654 | 10.502.507 | SPRING, 1-5/8" O.D. X 1 3/4" COIL, FOR 3-WAY CONTROL VALVE DIAPHRAGM, USED ON PETE #3 & #4 TOP ASH SYSTEM. | 203AHFFA01 | A-1 PRECIP HOPPER AND NUVA FEEDER | SK-40140 | 1FA3F37 | 15 | EA | 37.2
PETE | 5301215 | 10.502.509 | SPRING, ITEM 12, FOR COPES-VULCAN, MODEL MK-IIE, UNIT 3 MANUFACTURER PART NO = 41482 | 203BSSBL01 | L-1 LONG RETRACT T 30 MARK 2 | 41482 | 1FA3E12 | 1 | EA | 5.36
PETE | 5004130 | 10.502.511 | SPROCKET, CHAIN-SINGLE, DIAMETER- 1.87, BORE- 5/8 TEETH/HUB- 14/B, FOR LIME WEIGH FEEDER AND AUGER ON #3 UNIT SCRUBBER SLUDGE DISPOSAL, BOSTON #35B14-5/8" OR EQUAL. | 203RWBSWF0 | LIME WEIGHTFEEDER & SCALES | 35B14-5/8 | 2FA19E45 | 1 | EA | 3.89
PETE | 5012733 | 10.502.514 | RELAY, OVERLOAD SSOL NEMA SIZE 3 120VAC, C440 (20-100AA) | 203MCCFF3A | UNIT 3 BAGHOUSE, 480 VOLT MCC FF-3A, SEC.1/1200 AMP., SEC. 2/8-600 AMP., 65,000 AMP. SHORT CIRCUIT RATING. MAIN INCOMING FROM 480 VOLT SWGR. BUS FF3A, CUBICLE 4B | AN19KN0A5E100 | 4FA2F3 | 1 | EA | 619.53
PETE | 6623746 | 10.502.524 | STEM, TRIP LATCH ASM O/S TRIP, SEQ. #1710, CAT. #174B3274P0001 FOR G.E. TURBINE #170X755, UNIT 4, PETE. | 202TB00000 | UNIT 2 B LP TURBINE | 174B3274P0001 | 2FA25G50 | 1 | EA | 2693.25
PETE | 5714167 | 10.502.527 | STOP, BACK, W/ TORQUE ARM, BC27MA, S/N 73661-4920, #"L" LOAD, FOR PETE 3B COAL CONVEYOR. | 266CB03BCB | 3B COAL CONVEYOR BELT *** SEE EQUIPMENT NOTES PAGE #6 *** * CUTTING & WELDING PERMIT REQUIRED * |  | SB1DD10 | 1 | EA | 13662.58
PETE | 5005720 | 10.502.528 | STRAINER, PUMP, FOR PETE #4 CSI THICKNER SUMP PUMP, WARMAN PUMPS MODEL 40PV-SPR. | 204RBSU041 | P404-1 FGD AREA DRAINAGE SUMP PUMP, LOCATED BETWEEN 4-2 ID FAN AND "C" QUENCHER SUMP | SP4116R10 | 2FA16E47 | 2 | EA | 25.2
PETE | 5009943 | 10.502.538 | STUD, FRAME PLATE, FOR PETE #1 & #2 SCRUBBER ABSORBER & MILL SLURRY PUMPS, WARMAN PUMPS MODEL 6/4EAH. | 204RPMSP01 | MILL SLURRY PUMP P408-1 | D039ME62 | 2FA17D18 | 3 | EA | 294.84
PETE | 5706113 | 10.502.545 | SWITCH, ADJ, GAGE PRESSURE CCS# 604GBM11 USED ON SO2 REMOVAL PETE 3. |  |  |  | 2FA15E60 | 1 | EA | 81.34
PETE | 5004282 | 10.502.555 | SWITCH, DISCONNECT , 60 AMP, SIEMENS-ALLIS #15-171-232-032 FOR PETE #4 AT I.U.C.S. ON SIEMENS-ALLIS M.C.C. #101. |  |  | 15-171-232-032 | 4FA4A4 | 1 | EA | 108.85
PETE | 5002990 | 10.502.559 | SWITCH, LIMIT, MICRO-SWITCH, HEAVY DUTY, 600VAC, MAX PILOT DUTY, STANDARD DUTY NEMA B600, 10 AMPS. FOR PETE #3 & #4 IUCS/CSI. | 203RPMSM3B | 3-B SLURRY TRANSFER PUMP MOTOR. (P4-3B) INCLUDES MOTOR AND CONTROLS. | LSB2B | 2FA19B13 | 2 | EA | 419.86
PETE | 5706835 | 10.502.569 | PACKING, BRAIDED YARN, USED ON PADDLE MIXER/UNLOADER 4050, DWG #5-6200-88-10, AT PETE 3&4 FLY ASH SILOS. | 203AHFU031 | 3-1 ROTARY DUSTLESS UNLOADER | 406179-3 | 2FA6F38 | 3 | EA | 69.6
PETE | 6501143 | 10.502.580 | PIN, #222119-10 USED ON UNIT #3 TURBINE DRIVEN BOILER FEED PUMPS OIL PURIFIER. |  |  |  | 2FA12F56 | 4 | EA | 4.2
PETE | 5304801 | 10.502.582 | PIN, STATIONARY PIVOT, FOR PETE #2 & #3, ABB C-E SVCS., BURNER TILT ASSEMBLY, MFT. P/N 435-362. | 203BFCBB00 | B CORNER BURNERS, TILTS, LINKAGE, AND DRIVE UNIT | 435-362 | 1FA6D19 | 16 | EA | 1253.76
PETE | 5305540 | 10.502.585 | PIN, LINK, #3, .62" X 1.25", FOR COAL COMPARTMENT ASSEMBLY, DWG. #D-902-3144, USED ON PETE #2 ABB C-E SVCS. BOILER FUEL BURNERS. | 202BFCBA00 | A CORNER BURNERS, TILTS, LINKAGE, AND DRIVE UNIT | 902-3144-3 | 1FA6E48 | 29 | EA | 346.68
PETE | 5004742 | 10.502.587 | PIN, SHEAVE, WELDMENT, USED ON PETE 3 THICKENER LIFT. | 203RDTHDE0 | THICKNER DRIVE COMMON EQUIP & TORQUE DEVICE | 1000142341 | 2FA19E31 | 6 | EA | 636
PETE | 5711525 | 10.502.597 | PIPE, DURITE, SIZE- 4, LENGTH- 17.75 IN CONNECTION- BEVELED | 203AHTKP01 | 3-1 PYRITE HOPPER AND CATEGORY'S OF THE HOPPER | 174104-180 | SB1RE5 | 2 | EA | 330.8
PETE | 5304131 | 10.502.602 | PLATE, MIXING, USED ON OIL GUN NOZZLES ABB COMBUSTION ENG SCVS, UNIT PETE 3 MANUFACTURER PART NO = IG-1278-ND | 203BFWGL01 | WARM-UP OIL GUNS 1/2 LEVEL | IG-1278-ND | 1FA6E50 | 5 | EA | 336.95
PETE | 5004560 | 10.502.606 | PLATE, MOUNTING, STEEL, FOR KREBS MODEL GMAX6 HYDROCLONES, USED ON PETE #3 & #5 LIMESTONE BALL MILLS. | 203MSH0003 | UNIT 3 MILL SLURRY HYDROCLONE #3 | MF-6-M1097-AES | SB3A1A2 | 2 | EA | 807
PETE | 5304130 | 10.502.607 | PLATE, SPRAY, FOR PETE #3 ABB C-E SVCS. OIL GUN NOZZLES, MFT. P/N IG-5560-ND. | 203BFWGL01 | WARM-UP OIL GUNS 1/2 LEVEL | IG-5560-ND | 1FA6E50 | 3 | EA | 196.11
PETE | 5721575 | 10.502.609 | PLATE, WEAR, TARGET, 23-1/2" X 12", W/ HARDWARE, FOR ASH HOPPER DOG-HOUSE, USED ON PETE #2, #3 & #4 BOTTOM ASH SYSTEMS. | 203AHBHH0A | UNIT 3 (A) BOTTOM ASH HOPPER ***CONFINED SPACE ENTRY*** ***SEE NOTES PAGE 6*** | 11055-121 | SB1ND5 | 2 | EA | 1214.14
PETE | 5706800 | 10.502.627 | POSITIONER, VALVE, POSITIONER, 4-20 MA INPUT, ADJ. PSI OUTPUT, USED ON PIN PADDLE MIXER/UNLOADER CONDITIONING WATER CONTROL VALVE. | 203AHFU031 | 3-1 ROTARY DUSTLESS UNLOADER | ND9103HN | 2FA6D24 | 1 | EA | 1925.65
PETE | 5701156 | 10.502.637 | PROBE, LEVEL, 7", NO ELECTRONICS, USED ON THE FILTER/SEPARATOR, PETE 2&3 BAGHOUSE. | 203BCOMP01 | UNIT 3 FABRIC FILTER COMPARTMENT #1, CONTAINS 34 ROWS OF 40 FILTER BAGS SUPPORTED ON WIRE CAGES, TOTAL OF 1360 BAGS. BAGS ARE 29.75' LONG, 5" DIAMETER. COMPARTMENTS ARE NUMBERED SO. TO NO., EAST TO WEST, S.E. IS #1, N.E.. IS #2. 2PI-FF-1801 DIFF.PRESS.GA | 34613-02-00 | 2FA11B32 | 1 | EA | 1226
PETE | 5004471 | 10.502.639 | PROBE, VERTICAL ORIENTATION, FOR INDIKON MODEL VT12, USED ON PETE #3 SCRUBBER REHEAT FANS. |  |  | A-1-LVHB-NN | 2FA5E14 | 1 | EA | 1564.82
PETE | 5706041 | 10.502.643 | PULLEY, DISCH, COMPLETE ASSY, 18" X 32" CROWN FACE MINE DUTY, W/1/2" THK SBR LAG, DIAMOND GROOVED, 3 15/16" DIA. X 48 1/2" OAL SHAFT JOURNALED TO 3.4355/3.4375 DIA., INCL 2 EA DODGE P4B-E-307R-3 7/16", 4 BOLT, PB, TYPE-E, BEARINGS | 204RWCB06A | CO-6A RADIAL STACKING CONVEYOR. | BT-959 (DM20-1832CFXT4512D) | SB1KF3 | 1 | EA | 3605.64
PETE | 5706301 | 10.502.644 | PULLEY, TAIL S/A 14" DIA X 26" FACE BORE 2 7/16" WITH SHAFT 2 7/16" DIA X 37 7/8" L. KEY STD. AE1 DWG. #C-11756-T FOR IUCS CONVEYOR CO. 102A & B, UNIT 3 & 4. | 203RWCB01A | CO-1A FILTER DISCH CONVEYOR |  | SB1SE3 | 1 | EA | 385.95
PETE | 5706097 | 10.502.645 | PULLEY, HEAD, 16" DIA. X 26" CROWNED FACE WITH 3/8" LAGGING & BUSHING #1525A, BORE 2 7/16" FOR SLUDGE WASTE TREATMENT SYSTEM CONVEYOR - PETE #3. | 203RWCB01B | CO-1B FILTER DISCH CONVEYOR. | B83FJ37944 | SB1SE2 | 1 | EA | 331.25
PETE | 5225636 | 10.502.648 | BASIC REPAIR KIT, FLYGT PUMP MODEL #3202.185-0230, USED ON PETE WASTE DRAIN SUMP PUMP. | 245OWWDSPA | WASTE DRAIN SUMP PUMP "A", INCLUDES PUMP/MOTOR, CONTROLS, VALVES AND PIPING. | 6571703 |  | 0 | EA | 0
PETE | 5302006 | 10.502.656 | PUMP, BOOSTER, SIZE 2X3-13, USED ON PETE 2 WATER CANNONS. | 202BSWCBP1 | WATER CANNON BOOSTER PUMP #1 AND ASSOCIATED EQUIPMENT | 3196 MTi 2x3-13 | SB1HB7 | 1 | EA | 7458
PETE | 5004643 | 10.502.679 | VALVE, BALL, 2", AT SERIES 90, W/ ANSI 150# FLANGED SS BODY, 316 SS BALL & STEM, RTFE SEATS, FOR PETE #3 IUCS/CSI FL-1 & FL-2 VACUUM FILTERS & PETE #4 SCRUBBER ABSORBER TOWER PIPING. | 203RMTKDRT | D MODULE RECYCLE TANK *** CONFINED SPACE ENTRY *** *** SEE NOTES PAGE 6 *** | F01413SSGA | 4FA57A5 | 2 | EA | 909.1
PETE | 5706809 | 10.502.689 | VALVE, FLOW CONTROL ISOLATION & BYPASS, 3", 150#, FLG FRP 470 VINYL, ESTER-GLASS BODY PTFE CAVITY FILLED SEAT-SEAL LOCKING LEVER, USED ON PIN PADDLE MIXER/UNLOADER CONDITIONING WATER. | 203AHFU031 | 3-1 ROTARY DUSTLESS UNLOADER | PF400-03-A-02-0 | 2FA6H24 | 1 | EA | 978.25
PETE | 5721517 | 10.502.697 | VALVE, KNIFEGATE, 12", MODEL 150W, FOR PETE #2, #3 & #4 BOTTOM ASH SYSTEMS. | 203AHVY41A | COV-2041-1 "A" ASH HOPPER DISC LINE 12" 150 W KNIFE GATE. | 1919-1-12A11111 |  | 0 | EA | 0
PETE | 5701212 | 10.502.698 | VALVE, KNIFE GATE, 8" W JUNCTION, ABOVE THE FLYASH INTAKE VALVE #1812-2-03040707000, PETE 2&3 BAGHOUSE. | 203BCOMP01 | UNIT 3 FABRIC FILTER COMPARTMENT #1, CONTAINS 34 ROWS OF 40 FILTER BAGS SUPPORTED ON WIRE CAGES, TOTAL OF 1360 BAGS. BAGS ARE 29.75' LONG, 5" DIAMETER. COMPARTMENTS ARE NUMBERED SO. TO NO., EAST TO WEST, S.E. IS #1, N.E.. IS #2. 2PI-FF-1801 DIFF.PRESS.GA | 54674-22-210 | SB1HC6 | 1 | EA | 5457
PETE | 5005442 | 10.502.699 | VALVE, NEEDLE, FOR LUBRICATOR RESEARCH COTTRELL, MODEL 14" FACE, USED PETE4 SO2 MANUFACTURER PART NO = 133B-1/4 REP | 204RPBMLO0 | BALL MILL LUBE SYSTEM | 133B-1/4 REP | 2FA24F15 | 1 | EA | 273
PETE | 5004712 | 10.502.703 | VALVE, RELIEF, 1.5", 300#, S.F. FLANGED CONNECTION, SET @ 130 PSI, CAST IRON BODY, 60-175 PSIG RANGE, USED AT PETE 2 & 3. | 203RFBFLO1 | 3-1 BOOSTER FAN LUBE OIL SYSTEM | VJF-7BR-XS | 2FA1G27 | 2 | EA | 607.36
PETE | 5301795 | 10.502.711 | VALVE, SOLENOID, 1/4" FOR RETRACTABLE SOOT BLOWER COPES-VULCAN, MODEL MK-IIE, UNIT 3. | 203BSSBL01 | L-1 LONG RETRACT T 30 MARK 2 | 069111 | 2FA19E19 | 1 | EA | 91.29
PETE | 5225371 | 10.502.719 | VOLTMETER, #458 0-100 VOLTSGOOD-ALL USED ON PETE CATHODIC PROTECTION RECTIFIERS 301 & 302. MANUFACTURER PART NO. = 0054371 |  |  | 0054371 | 2FA16F13 | 1 | EA | 50.36
PETE | 5721675 | 10.502.725 | WASHER, SPHERICAL JOINT RETAINER BELLEVILLE SPRING, .317" ID X .625" OD, (TAKES 18 FOR 1 DISC) | 204AHFH39A | (39A) ECONOMIZER HOPPER AND CATEGORY'S OF THE HOPPER AND DISCHARGE VALVE | 463022-5 | 2FA11F21 | 36 | EA | 75.6
PETE | 5513666 | 10.502.730 | WASHER, SEAL, FOR PETE ABB C-E SVCS. MODEL 683RPS, 823RPS & 903RP COAL PULVERIZERS, DWG.#1-MP-7454. | 203BFCM001 | 3-1 PULVERIZER *** CONFINED SPACE ENTRY *** *** FOR PYRITE SECTION ONLY - SEE NOTES PAGE 6 *** | SK-10431-P2 | 1FA13F1 | 65 | EA | 170.89
PETE | 5607194 | 10.502.749 | WORM, TRANSVERSE, ITEM #T4-187, USED ON CRANE TELEDYNE MOTORIZED VALVE OPERATORS, FOR CRANE TELEDYNE VALVE CAT. #T-4-02, SO #950048, SER. #T-1148. |  |  |  | 2FA7F5 | 3 | EA | 180.15
PETE | 5005609 | 10.502.753 | SCREW, ADJUSTING, FOR ABSORBER FEED PUMP WARMAN PUMPS, MODEL 450STL, MANUFACTURER PART NO = S001ME62 | 204RMQFPA1 | P-402A-1 QUENCHER PUMP | S001ME62 | 2FA16A29 | 2 | EA | 306.62
PETE | 5305247 | 10.502.755 | SCREW, SOCKET HEAD CAP, 0.75-10UNC-2A X 1.25, USED ON EPTE 3 BURNER ISOLATION VALVES. | 203BFCBA00 | A CORNER BURNERS, TILTS, LINKAGE, AND DRIVE UNIT | V382017.B01 | 1FA25H2 | 160 | EA | 453.95
PETE | 3908865 | 10.502.761 | VALVE REPLACEMENT SEAL KIT, RPTFE, (FITS: 4" FP/6" SP) FOR UNIT 4 GYPSUM SLURRY PPS FLUSH AND DRAIN VALVES. | 272FFP4100 | FFP 44-01 FILTER FEED PUMP | 87A-02A-01 | 2FA14D1 | 2 | LT | 242.16
PETE | 6501133 | 10.502.764 | SEAL, #223521-17 USED ON USED ON UNIT #3 TURBINE DRIVEN BOILER FEED PUMPS OIL PURIFIER. |  |  |  | 2FA12E59 | 1 | EA | 4.3
PETE | 5009124 | 10.502.775 | SEAL, LIP, FOR GALIGHER PUMPS MODEL 2SR3-5100 X 72, USED ON PETE #1 & #2 SCRUBBER PROCESS WATER SUMP PUMPS AND PETE 4 GYPSUM SUMP PUMPS. | 272DSP042A | DSP 44-2A DEWATERING SUMP #2 PUMP A *UNIT #4 PROCESS BUILDING 1ST FLOOR | 472015 | 2FA14F8 | 1 | EA | 19.85
PETE | 5004654 | 10.502.779 | SEAL, MECHANICAL, SINGLE CARTRIDGE, SILICON CARBIDE VS. SILICON CARBIDE FACES, VITON ELASTOMERS, DUPLEX & 316 SS FLANGE, MATERIAL CODE: Q2Q2VMG, FOR PETE #3 SCRUBBER GARDNER-DENVER RECYCLE PUMP, FRAME 6, 18 X 16. | 203RMRCPA1 | RECYCLE PUMP P1-3-A1 | 02-HR321/200-G11-E1 |  | 0 | EA | 0
PETE | 5003236 | 10.502.783 | SEAL, OIL, LABYRINTH, "OUTBOARD", FOR PETE #3 IUCS RECLAIM WATER PUMPS, GOULDS PUMPS MODEL 3175M, 6 X 8 X 18, S/N 237B948. | 203RDRWP3A | P6-3A RECLAIM WATER PUMP INCLUDES PUMP, MOTOR AND CONTROLS | 1687-A-M-0036-0 | 2FA14F7 | 1 | EA | 384.53
PETE | 5604177 | 10.502.788 | RING, SEAL, FOR FISHER TRIP VALVE, ABB COMBUSTION ENG, S/N 9303655, TYPE STV-2, UNIT4 MANUFACTURER PART NO = 13A8155X012 | 204BFVT002 | STV 2 IGN FUEL OIL TRIP VV | 13A8155X012 | 2FA25E8 | 1 | EA | 32
PETE | 5009036 | 10.502.794 | SEAL, FS BEARING, CRW 401200/V-12, FOR PETE #1 & #2 SCRUBBER ABSORBER, MILL SLURRY & SECONDARY HYDROCLONE FEED PUMPS, WARMAN PUMPS MODELS 064EAH RAAJ 5310 & 064EAH RAAQ 6211. | 204SFP4403 | LIMESTONE SLURRY FEED PUMP & MOTOR, 44-03. | E089-10S10 | 2FA14F35 | 3 | EA | 161.04
PETE | 5317156 | 10.502.795 | SEAL, FAN BEARING, (FITS EITHER BEARING) USED ON PETE 3 BOOSTER FAN MOTORS. | 203RFBF001 | 3-1 BOOSTER FAN INCLUDES FAN WHEEL, HOUSING, LUBE OIL SYSTEM AND BEARINGS. NEW FAN 2015 FOR ECC PROJECT. *** CONFINED SPACE ENTRY *** SEE NOTES PAGE 6 *** | 729607 | SB1KD2 | 2 | EA | 14510
PETE | 5003851 | 10.502.802 | SEAT, 65, FOR MAX PRES 275, IMPELLER DIA 7.3 PUMP WORTHINGTON PUMP, MODEL D1011, SIZE 3 X 1.5 X 8 MANUFACTURER PART NO = PO2895 | 203RMMUP01 | 3-1 SLUDGE TREATMENT PUMP INCLUDES PUMP, MOTOR AND CONTROLS | PO2895 | 2FA14E57 | 2 | EA | 55.68
PETE | 6407456 | 10.502.808 | SEGMENT, AIR BAFFLE (COUPLING END), PT #05-222-057-009 (4 PIECES PER SET) FOR UNIT #3 PULV MOTORS. | 203BFCMM01 | UNIT 3 PULVERIZER MOTOR. (3-1) INCLUDES MOTOR AND CONTROLS. | 05-222-057-009 | 4FA54A1 | 1 | ST | 907.64
PETE | 5007509 | 10.502.811 | SENSOR, PH, ASSY., W/ 21" PROBE, ROSEMOUNT MODEL 3400HTVP, FOR PETE #3 & #4 SCRUBBERS MODULE SYSTEM PH MEASUREMENTS. | 203RIFGDI0 | UNIT #3 FGD INSTRUMENTS(PH, FLOWS, TEMP, PRESS. VIBRATION, ETC. | 3400HTVP-10-21-30 | 4FA52B3 | 0 | EA | 0
PETE | 5004179 | 10.502.812 | WEIGHT, SENSING, FOR FLYASH SILO LEVEL DETECTOR ENDRESS & HAUSER INC, UNIT3&4 SCRUBBER MANUFACTURER PART NO = MMT0110300 | 204AHFSLD0 | UNIT 4 FLYASH SILO LEVEL DEVICE | MMT-011-0300 | 2FA19H46 | 2 | EA | 690
PETE | 5613461 | 10.502.815 | SHAFT, 44V24TF 150 & 300, P/N 34575-097-4255-000 FOR ATWOOD/MORRILL CO. NRV 54, 24", 3RD PT. EXT., PETE #3 BFPT WATER INDUCTION. |  |  |  | 2FA25J6 | 1 | EA | 6472.96
PETE | 5005303 | 10.502.819 | SHAFT, AGITATOR, EKATO MODEL HWL2080N, FOR PETE #4 SCRUBBER ABSORBER FEED TANK, S/N 09-77515-10-90. | 204MXC01C3 | ABSORBER FEED TANK MIXER | 20183844 | SB1SD9 | 1 | EA | 17029.34
PETE | 5714211 | 10.502.820 | SHAFT, FEEDER, TAKE-UP PULLEY, FOR PETE #3 & #4 S-E COAL FEEDERS, MODEL #5124. | 203BFCF001 | 3-1 COAL FEEDER ********SEE EQUIPMENT NOTES PAGE 6 ********** ***NUCLEAR DENSITY GAGE ATTACHED TO PIPING*** | V411136.B01 | 2FA59B1 | 1 | EA | 745.86
PETE | 5004090 | 10.502.822 | SHAFT, PUMP, 4140 STEEL, FOR 3" VERTICAL CANTILEVER SHAFT PUMP, USED ON PETE #4 SCRUBBER BALL MILL SLURRY SUMP PUMP, LAWRENCE PUMPS MODEL, S/N 82745-1/-2. | 204RBSUBM0 | BALL MILL AREA SUMP PUMP AND MOTOR LAP 4-1 | B41077-138 | SB1SA4 | 1 | EA | 3750
PETE | 5301227 | 10.502.826 | SHAFT, WORM STEEL SAE 112 FOR RETRACT/WALL BLOWER COPES-VULCAN, MODEL MK-IIE T-30, DESC W/DA HEAD. | 203BSSBA01 | A-1 "A" ROW WALL SOOTBLOWER | 184332 | 1FA3F9 | 2 | EA | 121.18
PETE | 5301223 | 10.502.828 | SHAFT, ROLLER, STEEL SAE 1112 FOR C-V, MODEL MK-IIE T-30 RETRACT WALL BLWRW/DA HEAD MANUFACTURER PART NO = 131631 | 203BSSBL01 | L-1 LONG RETRACT T 30 MARK 2 | 131631 | 1FA3F8 | 2 | EA | 44.3
PETE | 5706529 | 10.502.831 | SHEAVE, BELT, TAPERLOCK, FOR SOUTH FLYASH BLOWER, USED ON PETE #4 FLYASH SILO. | 204RWFARF1 | FLYASH SILO SOUTH ROTARY FEEDER | 4/5V9.0 2517 | 2FA1G26 | 2 | EA | 224.24
PETE | 5706138 | 10.502.835 | SHIM, SET, FOR BM-D24828 REDUCER, USED ON 24" DIA. X 13'-6" LONG MIXER, #BM-D28458, S/N 10149, FOR PETE #3 & #4 SLUDGE WASTE TREATMENT, {3 SHIMS PER SET} CONSISTING OF ONE EA. (D13618, D13619 & D13620). | 203RWPM000 | PUG MILL | D13618, D13619, D13620 | 2FA15G20 | 2 | ST | 7.34
PETE | 5706137 | 10.502.842 | SHIMS, (3 PER SET) FOR MOD #BM-D24828 REDUCER USED ON 24" DIA X 13 FT 6" LG MIXER MOD BM-D28458 S/N 10149 SO2 SLUDGE WASTE TREATMENT PETE #3. (SETINCLUDES ONE EACH OF #D13612, D13613, & D13614) | 203RWPM000 | PUG MILL |  | 2FA15G19 | 4 | ST | 12.48
PETE | 5704329 | 10.502.848 | SKIRT, RUBBER, BOARD, 1/2" THICK BY 3" WIDE, B.F. GOODRICH AROMORITE GRADE1162 | 203RWCB02B | CO-2B MIXER FEED CONVEYOR. |  | SB1AB10 | 150 | FT | 177
PETE | 6501139 | 10.502.849 | SLEEVE, #529205-01 USED ON UNIT #3 TURBINE DRIVEN BOILER FEED PUMPS OIL PURIFIER. |  |  |  | 2FA12F55 | 1 | EA | 30.05
PETE | 5608248 | 10.502.855 | SWITCH, ROTARY, PART #44B332571-130, USED ON PETE #4 TURBINE SUPV. INST. SYS. S/N 170X755. |  |  | 44B332571-130 | 2FA13E29 | 1 | EA | 176.39
PETE | 5610353 | 10.502.857 | SWITCH, TEMPERATURE, UNITED ELECTRIC MODEL F403-5BS, RANGE -40-180 F, #MM0013449, 15A/120V USED ON MDBFP-4-2 GEARED VARIABLE SPEED COUPLING PETE #4. |  |  | MM0013449 | 2FA17H4 | 1 | EA | 337.95
PETE | 5013455 | 10.502.860 | SWITCH, BELT TRACKING, USED ON MERRICK WEIGH FEEDER, MODEL 450-36-G, S/N 30491, PETE 4 LIMESTONE PREP BLDG. | 204LSW4405 | LIMESTONE WEIGH FEEDER FOR BALLMILL 44-05 | FE11410 | 1FA11A11 | 2 | EA | 1100
PETE | 5713407 | 10.502.870 | TEE, DRAIN (1 FT. X 1 FT. X 9-3/4" TANG. BRANCH), LINED W/ 12" ID ABRESIST, SEE DETAIL A, DWG. #AB-0097A & B, FOR PETE #4 BOTTOM ASH SYSTEM. | 204AHPGD00 | BOTTOM ASH DISCHARGE PIPING. |  | SB1QD8 | 1 | EA | 1294
PETE | 6626190 | 10.502.882 | THERMOCOUPLE, GE #244A3460P0005 FOR USE ON GENERATOR WINDING STATOR COOLING WATER EXIT TEMP. PETE 3 SER. #170X583. |  |  |  | 2FA12B25 | 2 | EA | 440.32
PETE | 6001925 | 10.502.887 | THERMOMETER, CAPILLARY DIAL TYPE, SAKALA, O/120C, TOTAL LENGTH A=488MM, EPR VOITH DRAWING 3.623-9015, FOR PETE #4 MOTOR DRIVEN BOILER FEED PUMP VIBRATION MONITORS. |  |  | MM0012984 | 2FA21A21 | 1 | EA | 477
PETE | 6001926 | 10.502.888 | THERMOMETER, CAPILLARY DIALTYPE, ASHCROFT #600-A-02-C12-B03-A1-L07-CE-XXSKALA 0/120C - 20/40F TOTAL LENGTH A=596MM PER VOITH DWG. 3623- 9015 FOR BEARING 7 PT #MM0012986 USED ON VIBRATION MONITORS FOR 4-2 M |  |  | MM0012986 | 2FA21F35 | 1 | EA | 2809.75
PETE | 5605154 | 10.502.893 | TIMER, 0-60 MIN, 120VAC, 1-ON DELAY, FOR AUTO TIMING & CONTROLS, MODEL PETE 4, SYSTEM ASH CONTRL MANUFACTURER PART NO = 322B017A1CS |  |  |  | 2FA23A22 | 1 | EA | 85.1
PETE | 5304875 | 10.502.897 | TIP, BURNER, OIL, ADJUSTABLE NOZZLE, FOR COMPARTMENT 1B, USED ON PETE #3 & #4 ABB C-E SVCS. LOW NOX BOILER. | 203BFCBA00 | A CORNER BURNERS, TILTS, LINKAGE, AND DRIVE UNIT | D-903-4172-FA | SB1PC7 | 4 | EA | 12273.24
PETE | 5304869 | 10.502.898 | TIP, ADJUSTABLE AIR NOZZLE, 309SS, FOR COMPARTMENTS #3 & #7, USED ON PETE #3 ABB C-E SVCS. BOILER IGNITION SYSTEM. | 203BFCBA00 | A CORNER BURNERS, TILTS, LINKAGE, AND DRIVE UNIT | 965792-DDOFA-1 | SB1PD7 | 3 | EA | 4090.71
PETE | 5304210 | 10.502.899 | SPARK ROD TIP, FOR SURE START CONVERSION KIT, USED ON PETE & EWS ABB C-E SVCS. BOILER IGNITION SYSTEMS. | 204BFIGL01 | LEVEL 1/2 IGNITORS INCLUDES A,B,C AND D CORNERS | C65-06257 | 1FA6C16 | 25 | EA | 9081.45
PETE | 5413247 | 10.502.903 | TRANSDUCER, WATT, 3 PHASE, 120 V, 0-5 A INPUT, 0-1MA OUTPUT, PT.# 20EWS501FOR ABBOTT 4160 SWITCHGEAR, UNIT 4. |  |  |  | 2FA7H14 | 4 | EA | 666.84
PETE | 6623604 | 10.502.904 | TRANSDUCER, 1ST STAGE STEAM PRESSURE, SEQ. #89B8, CAT. #U5155S21P0002 FOR UNIT #4 TURBINE 170X755. |  |  | 89B8, U5155S21 | 2FA25B31 | 1 | EA | 1247.69
PETE | 5002025 | 10.502.921 | TRANSMITTER, CONTINUOUS LEVEL, GUIDED RADAR, W/ 8 FT. CABLE & DISPLAY, NEUNDORFER SLC500 MODEL, FOR POWER CONTROLS, USED ON PETE #3 TOP ASH SYSTEMS. | 203AHFFB09 | B-9 PRECIP HOPPER AND NUVA FEEDER | 360-2151 (W/DISPLAY) | 4FA51A6 | 1 | EA | 3738
PETE | 5013407 | 10.502.924 | TRANSMITTER, SENSOR, USED ON BOOSTER FANS, PETE UNIT 4 FGD, DWG# C3138AA, S/N P208305. | 204RFBF001 | 4-1 BOOSTER FAN, WHEEL & BEARINGS *** CONFINED SPACE ENTRY *** SEE NOTES PAGE 6 *** | TACH PACK 30-SENSOR | 1FA11E34 | 1 | EA | 850
PETE | 5301680 | 10.502.925 | TRIAC, 2N 5570, FOR ABB COMBUSTION ENG SCVS, MODEL SOOTBLOWER CONTROL PANEL, UNIT 3&4 MANUFACTURER PART NO = 82003-00030 |  |  |  | 2FA19G1 | 2 | EA | 24.32
PETE | 5216213 | 10.502.930 | TUBE, METER, 6", MODEL 841, USE A-129-3, A-129-3-M FOR ADVANCE CHLORINATOR- S/N 066310-1 MODEL 841 RATE 0-50 0N SEAL WATER SYS, UNIT 3 & 4 |  |  | A-129-3/A-129-3-M | 2FA18F47 | 1 | EA | 56.1
PETE | 5301744 | 10.502.945 | VALVE, ON WALL DESLAGGER W/LIMITED SWEEP (LH UNIT) COPES-VULCAN, MODEL RW-6E, UNIT PETE 4 MANUFACTURER PART NO = 187819 FOR DVT HEAD ASSY ON DESLAGGER | 204BSSBA01 | A-1 "A" ROW WALL SOOTBLOWER. | 187819 | 2FA19F9 | 3 | EA | 182.46
PETE | 5603952 | 10.502.950 | KIT, REPAIR, PT #R1061X00302 FOR FISHER VALVES 4DOV-16A-B-C-D, 4DOV-18A-B-C, 4DOV-20A-B-C-D-E-F UNIT 4 PETE. | 203AHV0381 | COV-2038-1 ASH HOPPER DOOR SLUICE NOZZEL WATER SUPPLY VALVE. | R1061X00302 | 2FA25B2 | 3 | EA | 59.28
PETE | 5015941 | 10.503.085 | ACTUATOR, CEMS, SAMPLE VALVE, FOR BETAGARD PM MONITORS PETE 1-4. | 203ENSHED2 | UNIT 3 FGD STACK PRIMARY CONTINUOUS PARTICULATE MONITOR SHELTER, MSI 05-0063. CONSISTS OF PARTICULATE MONITOR RACKS, DATA LOGGERS, AIR CLEAN-UP SYSTEM, FIRE DET. SYS., TOXIC GAS DET. SYS.,HVAC SYS., POWER DIST. PANEL, UPS'S, ALL LIGHTING AND RECEPTS. | 29-0279 | 2FA24E1 | 1 | EA | 584.63
PETE | 5009314 | 10.503.092 | ACTUATOR, VALVE, MORIN "B" SERIES, SCOTCH YOKE PNEUMATIC, W/ 80# SPRING RETURN, FOR 3" AT BALL VALVE, USED ON PETE #1 & #2 SCRUBBER LIMESTONE MILL SLURRY PUMP SUCTION DRAINS. | 204RPVF505 | 4FCV-505 BALL MILL WATER MAKEUP. | B-036-S080 | 4FA54B5 | 1 | EA | 1215.62
PETE | 5006098 | 10.503.096 | ADAPTER, PIPE/FLARE, 90 DEG, FOR VALVE CLARKSON VALVE, UNIT PETE 4 MANUFACTURER PART NO = 2250-8-8S | 204RDVYC1A | C-1 ABSORBER FEED PUMP DISCHARGE VALVE FV402C | 2250-8-8S | 2FA19H27 | 4 | EA | 19.68
PETE | 5713441 | 10.503.101 | ADAPTER, HOPPER, AR STEEL 18" X 30" TO 8" DIA. BEVEL FLANGE, FOR PETE #3 & #4 BOTTOM ASH GRINDERS. | 203AHBGG0A | UNIT 3 (A) BOTTOM ASH HOPPER GRINDER | 1-2121-8Z1 | SB1AF5 | 2 | EA | 8872
PETE | 5711803 | 10.503.102 | ADAPTOR, INLET, 15 DEG., 304 SS, FOR PETE #3 & #4 PYRITE HOPPER TO JETPULSION PUMP CONNECTIONS. | 203AHTKP01 | 3-1 PYRITE HOPPER AND CATEGORY'S OF THE HOPPER | 901654 / 28250-1 | 1FA3A24 | 8 | EA | 8863.92
PETE | 5702608 | 10.503.103 | ADAPTER, PIPE CONNECTION, 12", TYPE H (WET ASH), NUVALOY TO NUVALOY, FOR PETE #4 & EWS #7 BOTTOM ASH SYSTEMS. | 204AHPGD00 | BOTTOM ASH DISCHARGE PIPING. | SK-1701-755 | SB1GE1 | 2 | EA | 674.32
PETE | 5003100 | 10.503.105 | ADAPTER, FLANGED, 3", VICTAULIC, OVERFLOW, FOR PETE #3 & #4 SCRUBBER LIMESTONE BALL MILLS & MILL SLURRY HYDROCLONES, KREBS ENGINEERS MODEL D6BB12DEG., S/N 20442-46. | 203RPMSH00 | MILL SLURRY HYDROCLONES | 105F-RG-3F | SB3F1B1 | 0 | EA | 0
PETE | 5225612 | 10.503.120 | ZINC ANODE SET, FLYGT PUMP MODEL #3127.185-5265 & 3127.185-5264, USED ON DEWATERING HOLDING TANKS & WWT BUILDING FGD SUMP & (HSS) OTHER WATEWATER CLARIFIER TUNNEL SUMP PUMP | 245DGN001A | WASTE WATER TREATMENT BUILDING F.G.D. SUMP PUMP A, INCLUDES PUMP/MOTOR, CONTROLS, VALVES AND PIPING. | 6659009 |  | 0 | EA | 0
PETE | 5012888 | 10.503.128 | ARMATURE, ASSEMBLY, FOR ERIEZ MODEL D55P HT VIBRATORS WITH S/N 270535, USED ON FOSTER WHEELER P.J.F.F. (BAGHOUSE) HOPPERS. | 203AHHPR01 | UNIT3 ASH HOPPER # 1, HOPPER HEATERS &; 3FA5001V-ASH GATE 3SV-FA5001-SOV 3TE-FF-1701A & B- RTD TEMP. DETS. 3LE-FF-1501-HH ASH LEVEL ELEMENT 3LE-FF-1601-H ASH LEVEL ELEMENT 3FF1301E-VIB. 3FF1401E-VIB. SEE ASSET NOTES FOR MFG PART NUMBERS. | 101879 | 4FA50A13 | 1 | EA | 454
PETE | 5513291 | 10.503.131 | ASSEMBLY, #35SA, CUSHIONED HEAD END INCLUDES SYMBOLS 17, 18, 42 FOR PARKER-HANNIFIN AIR CYLINDER MODEL #CDD-2AS 34 S/N GG029528, BORE 6.00", STROKE 61", GROUP 5 SEAL USED AS HOT AIR GATE OPERATOR ON UNIT #3 PULVERIZERS. | 203BFCM001 | 3-1 PULVERIZER *** CONFINED SPACE ENTRY *** *** FOR PYRITE SECTION ONLY - SEE NOTES PAGE 6 *** |  | 4FA56A4 | 2 | EA | 1331.46
PETE | 5004321 | 10.503.136 | AUGER, METERING, FOR LIME WEIGH FEEDER ACRISON INC, MODEL 203B150ZN MANUFACTURER PART NO = 41 SER NO = 65968 | 203RPWFB00 | LIMESTONE WF BELT, REDUCER, & ROLLERS M1-3. | 4 | SB3C1A6 | 1 | EA | 286
PETE | 5706434 | 10.503.138 | AIR BAG, FLANGE MOUNT, MARTIN DURT TRACKER, FOR PETE #3 & #4 LIMESTONE CONVEYOR BELT SCRAPER SYSTEMS. | 204RPCVB01 | #1 LIMESTONE CONVEYOR FEEDER BELT, ROLLERS | 30587 | SB3C2B5 | 2 | EA | 442
PETE | 5009625 | 10.503.142 | BALL, VALVE, 3" COSMIX CERAMIC BALL, CV-195 (ROUND PORT), FOR FUJIKIN BALL VALVE, USED AS LEVEL CONTROL VALVE, FOR PETE #1 & #2 SCRUBBER. | 204RMVF08A | REAGENT FLOW TO A ABSORBER FD TK FCV408A | C300-3-0195 | 2FA15G24 | 1 | EA | 1977.75
PETE | 5013046 | 10.503.149 | LIFTER BAR PLUG MATERIAL, FOR FEED & DISCHARGE HEAD LINING, ITEM #15, MARK #R-56-0046-4, DWG. #R-49-0866-1, REV. D., USED ON EWS #7 SCRUBBER KVS MODEL 3.1M X 7.25M & PETE #5 MODEL 3.4M X 7.5M LIMESTONE BALL MILLS. | 204BMS0000 | BALLMILL SYSTEM 44-05 | 33664 | SB3C1A2 | 13 | FT | 117
PETE | 5009077 | 10.503.160 | BELTS, V-DRIVE, 5VX800 GRIP NOTCH, FOR PETE #1 & #2 SCRUBBER RECLAIM WATER PUMPS, WARMAN PUMPS MODEL 064DAH RAAJ 5310. (MATCHED SET OF 4 EA.) | 203RWFP02B | P2B FILTER FEED PUMP AND MOTOR (WEST PUMP) | 5VX800 | SB3M2WALL | 2 | ST | 246.55
PETE | 7004278 | 10.503.166 | BELT, V-DRIVE, CUT LENGTH- 84", TOP WIDTH- 21/32", GOODYEAR BP81 OR EQUAL. | 204RWCB05B | CO-5B PRODUCT TRANS CONVEYOR. | BP81 | SB3B1WALL | 4 | EA | 42.76
PETE | 5001287 | 10.503.167 | BELT, MICRO V-DRIVE, 10 RIB, FOR PETE PLANT AIR DRYERS. | 203RWB0000 | AIR SLIDE BLOWER | 2A041-533 | 2FA6G26 | 5 | EA | 298.72
PETE | 5701134 | 10.503.190 | BLADE, 8", BRANCHLINE, KNIFE GATE VALVE, 8", 40D, PETE 2&3 BAGHOUSE. | 203BCOMP01 | UNIT 3 FABRIC FILTER COMPARTMENT #1, CONTAINS 34 ROWS OF 40 FILTER BAGS SUPPORTED ON WIRE CAGES, TOTAL OF 1360 BAGS. BAGS ARE 29.75' LONG, 5" DIAMETER. COMPARTMENTS ARE NUMBERED SO. TO NO., EAST TO WEST, S.E. IS #1, N.E.. IS #2. 2PI-FF-1801 DIFF.PRESS.GA | 191902-3 | 1FA7B16 | 1 | EA | 1101
PETE | 5607433 | 10.503.195 | BLOCK, CONTACT, WESTINGHOUSE #0T2A, OIL TITE, FOR USE WITH WESTINGHOUSE SELECTOR SWITCH 0T2S1. | 203AHBD001 | 3-1 DEWATERING BIN, GATES AND SCREENS | OT2A | 1FA5C26 | 10 | EA | 547.3
PETE | 4004027 | 10.503.196 | BLOCK, FUSE, HEAVY DUTY, 600V, 30 AMP., MAX WIRE SIZE #4, BOX CONNECTOR, MARATHON CAT. #6F30A3. |  |  | H60030-3C | 1FA5I6 | 3 | EA | 60.54
PETE | 5608245 | 10.503.197 | NETWORK, RC, USED ON PETE #4 TURBINE SUPV. INST. SYS. S/N 170X755. GENERALELECTRIC COMPANY P/N 44B3119046-001 |  |  | 44B3119046-001 | 2FA2E2 | 1 | EA | 20.68
PETE | 5012960 | 10.503.202 | BLOWER, SEAL AIR DAMPER, CCW UB SIZE 44 HPBC BC ARR-8 FLANGED 83.0% WIDTH, BLOWER TAG: 2014-004066, GROUP 2, SIZE 44 HPBC, USED ON PETE 3 BAGHOUSE BYPASS DAMPER SEAL AIR BLOWER. | 203BA4600C | 3BA4600C - UNIT 3 FABRIC FILTER BYPASS DAMPER SEAL AIR BLOWER AND MOTOR. 3BA4700Y - SEAL AIR BLOWER DAMPER, EFFOX, 36" ROUND. 3SV-BA-4700C - CLOSE SOLENOID 3SV-BA-4700O - OPEN SOLENOID 3ZS-BA-4700C - CLOSE LIMIT SW. 3ZS-BA-4700O - OPEN LIMIT SW. |  |  | 1 | EA | 0
PETE | 5002035 | 10.503.219 | BOARD, AC OUTPUT, MICRORAP, 240V, FOR RAPPER CONTROLS, USED ON PETE #1 (1-2) & PETE #3 PRECIPITATORS. | 203ENPRCP1 | UNIT 3 PRECIPITATOR 3-1 (SOUTH) INCLUDES CONTROLS, TR SETS, VIBRATORS, RAPPERS, DOORS, LOCKS AND HIGH VOLTAGE BUSHINGS. ***** CONFINED SPACE/SAFETY SEE NOTES PAGE 6 ***** | MR-C04 | 2FA8D31 | 2 | EA | 1770
PETE | 6011071 | 10.503.222 | BOARD, DUAL CIRCUIT 0 TO 5 MILS, BENTLY-NEVADA VIBRATION MONITOR PETE 3 BFPS. P/N 3300/16-02-02-01-00-00-00. |  |  | 3300/16-02-02-01-00-00-00 | 4FA3D13 | 2 | EA | 1878
PETE | 5609036 | 10.503.224 | CARD, CONTORL, 7.2 KV VOLTAGE DIVIDER, PT# BIPC-300032-01, FOR BENSHAW 8,000 HP, 6900 V, REDUCED VOLTAGE SOFT START UNIT. | 203RFBF001 | 3-1 BOOSTER FAN INCLUDES FAN WHEEL, HOUSING, LUBE OIL SYSTEM AND BEARINGS. NEW FAN 2015 FOR ECC PROJECT. *** CONFINED SPACE ENTRY *** SEE NOTES PAGE 6 *** | BIPC-300032-01 | 2FA9C1 | 1 | EA | 1110.4
PETE | 5004379 | 10.503.227 | BOARD, DISPLAY, FOR PH TRANSMITTERS TBI-INSTRUMENT SHOP MANUFACTURER PART NO = 4TB5203-0108 | 203RIFGDI0 | UNIT #3 FGD INSTRUMENTS(PH, FLOWS, TEMP, PRESS. VIBRATION, ETC. | 4TB52030108 | 2FA23E5 | 2 | EA | 391.5
PETE | 5301685 | 10.503.228 | BOARD, UNIT 3&4, 30S, FOR ABB COMBUSTION ENG SVCS, MODEL CONTROL PANEL MANUFACTURER PART NO = 190422 |  |  | 190422 | 2FA19G3 | 1 | EA | 150.15
PETE | 5706420 | 10.503.235 | BOARD, SCALE, CARD 931, (CHASSIS) FOR ELECTRONIC CONTROLS, FOR MODEL 460-DS DIGITAL WEIGHING SYSTEM, S/N'S 460-DS-17591,17592,17593 | 203RWBSWFS | WS-1B BELT SCALE(CO-1B) INCLUDES ELECTRONICS, WEIGHBRIDGE AND CONTROLS | 19266A | 2FA21G14 | 1 | EA | 851.77
PETE | 5608262 | 10.503.237 | BOARD, VIBRATION, AMP, PART #3S7700PB103F1, FOR TURBINE SUPERVISORY INSTRUMENT SYSTEM S/N 170X583 AND, S/N 170X755. |  |  | 3S7700PB103F1 | 2FA13B17 | 1 | EA | 1828.5
PETE | 5001843 | 10.503.242 | BOARD, 5V/24V DC POWER SUPPLY FOR INGERSOLL-RAND HL1000 DRYER - U7 INSTRUMENT AIR DRYER & PETE 2&3 BAGHOUSE INSTRUMENT AIR DRYERS. | 203BCOMP01 | UNIT 3 FABRIC FILTER COMPARTMENT #1, CONTAINS 34 ROWS OF 40 FILTER BAGS SUPPORTED ON WIRE CAGES, TOTAL OF 1360 BAGS. BAGS ARE 29.75' LONG, 5" DIAMETER. COMPARTMENTS ARE NUMBERED SO. TO NO., EAST TO WEST, S.E. IS #1, N.E.. IS #2. 2PI-FF-1801 DIFF.PRESS.GA | 23548621 | 2FA4A14 | 1 | EA | 108
PETE | 5617305 | 10.503.246 | BOARD, LOW VOLTAGE, FOR COAL FEEDER SECOAL NUCLEAR MONITORS, STOCK EQUIPMENT CO, AREA PETE 3 & 4 MANUFACTURER PART NO = 1-Z1524 | 204BFCFFND | COAL FEEDER NUCLEAR COAL FLOW DEVICES ON 4-1 THRU 4-6 COAL FEEDERS **CAUTION: THESE DEVICES ARE NRC REGULATED****** *******OBSERVE PROPER HANDLING PROCEDURES******* | 1-Z1524 | 2FA11E5 | 2 | EA | 681.46
PETE | 6001825 | 10.503.248 | BOARD, A/D ASSY, FOR GENERATOR FREQUENCY RECORDER JOHNSON YOKOGAWA CORP, UNIT PETE 3 MANUFACTURER PART NO = B9574VE |  |  | B9574VE | 2FA12F5 | 1 | EA | 155.25
PETE | 5012752 | 10.503.366 | BREAKER, CIRCUIT, MAGNETIC, MOLDED CASE, F- FRAME, 600 VAC,, 250 VDC, 150 AMPERE, 3 POLE, INTERRUPTING RATING 100 KILOAMPERE @ 240 VAC, 65 KILOAMPERE@ 480 VAC, USED IN FREEDOM 2100 MCC, PETE SBS & 2&3 BAGHOUSE MCC'S. | 203MCCFF3A | UNIT 3 BAGHOUSE, 480 VOLT MCC FF-3A, SEC.1/1200 AMP., SEC. 2/8-600 AMP., 65,000 AMP. SHORT CIRCUIT RATING. MAIN INCOMING FROM 480 VOLT SWGR. BUS FF3A, CUBICLE 4B | HFD3150 | 2FA21C20 | 1 | EA | 1527.65
PETE | 5301825 | 10.503.367 | BREATHER, FILTERS, NYLON BASE 1/2", USED TO VENT GEARCASES ON PETE 3 & 4 SOOTBLOWERS. | 203AHFB001 | 3-1 FLY ASH BLOWER ASSEMBLY | BF2042 | 2FA19H15 | 24 | EA | 146.4
PETE | 5721152 | 10.503.369 | BRUSH KIT, FOR MOTOR, FOR WOODS DRIVE SYSTEM MODEL J500/M-500A ON FLY ASH TAPER SCREW CONVEYOR, WOODS ORDER U67508, PETE 4 CSI. MANUFACTURER PART NO. BK-7 |  |  | BK-7 | 4FA5H24 | 1 | EA | 49.09
PETE | 5301727 | 10.503.382 | BUSHING, PT #182558 FOR THE ROTARY GEARBOX ON RW-6E WALL BLOWERS PETE 4 (LEFT HAND UNIT). | 204BSSBA01 | A-1 "A" ROW WALL SOOTBLOWER. | 182558 | 2FA19H2 | 2 | EA | 2.26
PETE | 6905143 | 10.503.388 | BUSHING, HIGH VOLTAGE, NEUTRAL, 15 KV, 110 KV, BIL TYPE RJ, 600 AMP, PER DWG. 234 C115 GRI FOR GENERAL AUX TRANSFORMER, UNIT #3. |  |  |  | SB3B1A7 | 1 | EA | 408
PETE | 5006058 | 10.503.408 | BUSHING, TAPERLOCK, 4545 4-7/8" BORE, FOR POWERGRIP GT2 DRIVE SPROCKET, USED ON PETE #4 SCRUBBER QUENCHER PUMPS. | 204RMQFPA1 | P-402A-1 QUENCHER PUMP | 4545 4-7/8'' / 7859-5414 | SB1AB8 | 2 | EA | 298.23
PETE | 7005826 | 10.503.411 | BUSHING, TAPERLOCK, BORE- 3-1/8", TYPE- R1. | 203AHBHH0A | UNIT 3 (A) BOTTOM ASH HOPPER ***CONFINED SPACE ENTRY*** ***SEE NOTES PAGE 6*** | R1X3-1/8'' | 4FA5H32 | 2 | EA | 51.64
PETE | 5706473 | 10.503.429 | CABLE, SET, CONE HARNESS, GALVANIZED, FOR DCL UN800 LOADING SPOUT, USED ON PETE #3 IUCS/CSI TRAIN FLYASH LOAD-OUT STATION, DCL MODEL UN800EV-04-22111112-P1, JOB #J015720, S/N 20578008, TAG #M007. | 203RWTLS01 | UNIT 3 FLYASH SILO DCL TRAIN LOADOUT STATION | 6AU35C1C | 2FA6C5 | 1 | ST | 120
PETE | 5015289 | 10.503.441 | SELF REGULATING HEATER CABLE, 120 VAC, 3W PER FOOT OUTPUT, USED ON PETE 1-2-3-4 SBS, UNIT 3 BOOSTER FAN LUBE OIL SYSTEM AND OTHER SYSTEMS INSTALLED AT PETE AFTER 1/1/2014. | 203RFBHTTR | UNIT 3 SCRUBBER BOOSTER FANS HEAT TRACE CONTROL PANEL. 23 CIRCUITS. OPERATING INSTRUCTIONS ARE COPIED TO THE NOTES. | BSX 3-1 OJ | SB3A1A3 | 200 | FT | 1748
PETE | 5305970 | 10.503.446 | CABLE, FLAME SCANNER, 12 FT. LONG, DSF, ITEM #L100, FOR PETE #3 BOILER IGNITION SYSTEM. | 203BFFSMAG | UNIT 3 FLAME SCANNER SYSTEM DETECTOR, TIPS, NOZZLES, TUBES AND ELECTRONICS | 2649-026-012 | 1FA6A1 | 2 | EA | 455
PETE | 5301149 | 10.503.452 | CAM ASSY, SWIVEL TUBE, FOR RW5E SOOT BLOWERS #3 UNIT. | 203BSSBA01 | A-1 "A" ROW WALL SOOTBLOWER | 040103 | 1FA3F4 | 4 | EA | 195.04
PETE | 5721197 | 10.503.459 | BASE, MOTOR, FOR PETE #2, 3 & 4 UCC CLINKER GRINDERS, MFT. P/N 3-354119. | 203AHBGG0A | UNIT 3 (A) BOTTOM ASH HOPPER GRINDER | 3-354119 | SB1RB8 | 1 | EA | 1257.11
PETE | 5301788 | 10.503.465 | BEARING, FOR THE ROTARY GEARBOX ON COPES-VULCAN, MODEL RW-6E SOOT WALL BLOWERS MANUFACTURER PART NO = 187257 | 204BSSBA01 | A-1 "A" ROW WALL SOOTBLOWER. | 187257 | 2FA19F7 | 4 | EA | 6.76
PETE | 5005652 | 10.503.466 | BEARING, ASSEMBLY, FOR PETE #4 IUCS/CSI FILTER FEED & RETURN WATER PUMPS, WARMAN PUMPS MODEL 8/6EAH. | 204RDRWP01 | P412-1 RETURN WATER PUMP | EAM005MM |  | 0 | EA | 0
PETE | 6407326 | 10.503.469 | BEARING REAR PT.# 1536510, EXCEPT DRILLED PER DWG.# 754A649, ITEM 2 FOR WESTINGHOUSE MOTORS, TYPE CSF FRAME #10-33-19, 400 HP, 703 RPM, 4160V, 3 PHASE, 60 CYC., SO# 69P648 ON #1 & 2 COAL CRUSHERS | 266CACC11M | COAL CRUSHER MOTOR. (1-1) **** SEE EQUIPMENT NOTES PAGE 6 **** *CUTTING AND WELDING PERMIT REQUIRED* |  | 2FA6G9 | 1 | EA | 219.6
PETE | 6407388 | 10.503.470 | BEARING, (FRONT & REAR), 7" X 6", WESTINGHOUSE ID #4880A37G01 USED ON I.D.FAN MOTORS, S/N'S L & M S.O. 86P757 & 758, PETE #2. |  |  |  | SB5A4B10 | 1 | EA | 1160
PETE | 7001106 | 10.503.471 | BEARING, BALL FAFNIR 306K OR NEW DEPARTURE 3306, PT #31 ON PARTS INFO SHEET OM-290 FOR AIR PREHEATER DRIVE UNITS, APH S/N'S 4172 & 4173, SIZE 27-VIX, PETE #1 & HTP COAL TRIPPER & TURBINE OIL TRANSFER MTR, AND S/N'S 51T2204 AND 51T220 | 204RWVFFA1 | FL-101 VACUUM FILTER AGITATOR |  | 1FA7F62 | 5 | EA | 59.15
PETE | 6407352 | 10.503.476 | BEARING, INSULATED, MFG. BY A.C. USED ON #2 UNIT FD FAN MOTORS, MOTOR SERIAL # 37890-1 & 2 MOTOR RATING 3000 HP, 4160 V 890 RPM, DLE 04-120-326-502. | 202BAFDM01 | 2-1 FDFM FORCED DRAFT FAN MOTOR. (2-1 FD) INCLUDES MOTOR AND CONTROLS. *** SERIALIZED EQUIPMENT. SEE NOTE ON MOTOR REMOVAL IN HISTORY. |  |  | 0 | EA | 0
PETE | 5301276 | 10.503.477 | BEARING, LANCE, SUPPORT, ASSY, 4" OD, FOR PETE 4 COPES VULCAN MODEL MK-II, T-30, LONG RETRACT SOOTBLOWERS. | 204BSSBL03 | L-3 RETRACTABLE BLOWER | 168261 | SB1JC5 | 1 | EA | 1846.37
PETE | 5301619 | 10.503.487 | BEARING, BALL, SINGLE ROW, ITEM #7, FOR PETE #3 RETRACTABLE SOOTBLOWERS TRAVELING CARRIAGE. | 203BSSBL01 | L-1 LONG RETRACT T 30 MARK 2 | 6005 2RSJEM | 1FA13C26 | 3 | EA | 47.31
PETE | 5301095 | 10.503.490 | BEARING, BALL, SINGLE ROW, FOR PETE #3 T-30 MARK II SOOTBLOWER RETRACTS. | 203BSSBL01 | L-1 LONG RETRACT T 30 MARK 2 | 205KLL | 1FA3F1 | 2 | EA | 43.14
PETE | 5013411 | 10.503.491 | BEARING, INNER, USED ON BOOSTER FANS, PETE UNIT 4 FGD, VLV DAMPER COMPONENT, DWG# P208305-D30-400001, S/N P208305. |  |  | F2BSC112 | 1FA11B15 | 2 | EA | 188.18
PETE | 6718003 | 10.503.496 | BEARING, BALL, SINGLE ROW, RADIAL, LIGHT SERIES, 150 MM BORE, OPEN, FOR PETE #3 ASH SLUICE PUMPS, LAWRENCE PUMPS, S/N 71513. | 203AHRWP01 | 3-1 ASH SLUICE RETURN WATER PUMP | 6230 | SB5A3A6 | 2 | EA | 1992.32
PETE | 5706621 | 10.503.509 | BEARING, PILLOW BLOCK, FOR PETE #4 DEWATERING BELT FILTER, EIMCO MODEL 3M65 EXTRACTOR, S/N CSP0000326-01/02. | 272GDF0400 | GDF 44-04 GYPSUM DEWATERING FILTER | F60037 | 2FA1A29 | 12 | EA | 741.6
PETE | 7003512 | 10.503.511 | BEARING, PILLOW BLOCK, 2-BOLT, 3-15/16" BORE, 12-1/2" BOLT HOLE CENTER, MEDIUM DUTY, 10" OVERALL HEIGHT. (DO NOT SUBSTITUTE) | 266CA05ACB | 5A COAL CONVEYOR BELT *** SEE EQUIPMENT NOTES PAGE #6 *** * CUTTING & WELDING PERMIT REQUIRED * | MP-63C | SB1FD4 | 5 | EA | 6125.5
PETE | 7003505 | 10.503.513 | BEARING, PILLOW BLOCK, 4-7/16" BORE, 4-BOLT, 13-1/2" BOLT HOLE CENTER, TAPERED ROLLER BEARING, 9-3/8" OVERALL HEIGHT, FOR PETE 7B COAL CONVEYOR TAIL PULLEY. | 266CA06ACB | 6A COAL CONVEYOR *** SEE EQUIPMENT NOTES PAGE #6 *** * CUTTING & WELDING PERMIT REQUIRED * | ZEP5407Y-F | SB1FC4 | 4 | EA | 3078.4
PETE | 5005673 | 10.503.514 | BEARING, PUMP, {SET}, FOR PETE SCRUBBERS PROCESS WATER, DISPOSAL FEED & SULFITE PUMPS & PETE IUCS/CSI & DEWATERING FILTER FEED PUMPS, WARMAN PUMPS MODEL 6/4DAH & 4/3DAH. | 203RWFP02A | P2A FILTER FEED PUMP AND MOTOR (EAST PUMP) | D009 | 2FA16B21 | 4 | EA | 380.76
PETE | 7002585 | 10.503.519 | BEARING, ROLLER, LOC. #47 FOR RECLAIM FEEDER GEAR DRIVE BOWER, TIMKEN #750CONE & #742 CUP OR EQUIV. | 266CA07AA1 | A-1 SOUTH RECLAIM FEEDER AND MOTOR LOCATED IN 7A RECLAIM TUNNEL **** SEE EQUIPMENT NOTES PAGE 6 **** *CUTTING AND WELDING PERMIT REQUIRED* | I54ST06517 | 1FA7D33 | 2 | EA | 126.64
PETE | 5005613 | 10.503.526 | BEARING, ROLLER, TAPERED, THRUST, DOUBLE ROW, OUTBOARD, FOR PETE #4 SCRUBBER ABSORBER FEED PUMPS, WARMAN PUMPS MODEL 450STL. | 204RBSU101 | P410-1 DISPOSAL AREA DRAINAGE SUMP PUMP AND MOTOR LOCATED OUTSIDE BY #4 RETURN TANK | S009 | SB3B2A3 | 3 | EA | 6710.19
PETE | 5013508 | 10.503.528 | BEARING, THRUST - ITEM #T226, USED ON PETE 4 SCRUBBER OXIDATION AIR COMPRESSORS. | 204OCS4402 | OXIDATION AIR COMPRESSOR SKID 2 | GL400T019 | 1FA11C16 | 1 | EA | 3075
PETE | 5008052 | 10.503.529 | BEARING, THRUST, 2-7/16" (KS-GEAR), FOR FILTER DRUM, USED ON PETE #3 IUCS VACUUM FILTERS, KOMLINE-SANDERSON, S/N KDF1289 & 1290. | 203RWVFFL1 | FL-1 VACUUM FILTER ***CONFINED SPACE ENTRY*** ***SEE NOTES PAGE 6*** | 37A1510 | 2FA16E29 | 1 | EA | 596
PETE | 5711288 | 10.503.531 | BEARING, #190097-2 FOR 18" BUTTERFLY VALVE (3-1956-175) AS FURNISHED ON U.C.C. P.O. 54674-4 FOR ASH HANDLING SYS PETE #3. |  |  | 190097-2 | 1FA3E21 | 10 | EA | 98.3
PETE | 5005316 | 10.503.533 | BEARING, AXIAL SPHERICAL ROLLER, FOR DUECHTING PUMP MODEL MCC 500-800, USED ON PETE #4 SCRUBBER ABSORBER FEED PUMP. |  |  | 5.105102 / 29326 (skf ??) | SB4FLOOR | 3 | EA | 4569.04
PETE | 5013509 | 10.503.535 | BEARING, COUNTER - ITEM #T228, USED ON PETE 4 SCRUBBER OXIDATION AIR COMPRESSORS. | 204OCS4402 | OXIDATION AIR COMPRESSOR SKID 2 | GL400T021 | 1FA11C17 | 1 | EA | 8861
PETE | 5005182 | 10.503.538 | BEARING, HIGH SPEED SHAFT FOR MECHANICAL MIXER CHEMINEER MIXERS, MODEL 4-HTD-7.5,TYPE AP IMPELLER MANUFACTURER PART NO = 3200-083 B&C DISPOSAL SYSTEM FEED TANK | 204RDDFTM0 | DISPOSAL FEED TANK MIXER | I54ST15110 | 4FA2E15 | 1 | EA | 34
PETE | 5005165 | 10.503.541 | BEARING, LARGE PINION SHAFT FOR MECHANICAL MIXER CHEMINEER MIXERS, MODEL 4-HTD-7.5,TYPE AP IMPELLER MANUFACTURER PART NO = 03200-070A DISPOSAL SYSTEM FEED TANK | 204RDDFTM0 | DISPOSAL FEED TANK MIXER | I54ST15015 | 4FA2E12 | 2 | EA | 148
PETE | 5004317 | 10.503.542 | BEARING, LOWER, FOR ULTRASONIC PARTICLE SIZE MONITOR,ARMCO AUTOMETRICS MODEL PSM-400 MANUFACTURER PART NO = 250403B0-6217Z | 203RPPSM00 | UNIT #3 BALLMILL PARTICLE SIZE MONITOR DENSITY AND GRIND SIZE DEVICE AND TRANSMITTER. | F10BH65740 | 4FA4G3 | 1 | EA | 77.5
PETE | 5013424 | 10.503.545 | BEARING, RTD, MOTOR, USED ON BOOSTER FANS, PETE UNIT 4 FGD, DWG# C3138AA, S/N P208305. | 204RFBF001 | 4-1 BOOSTER FAN, WHEEL & BEARINGS *** CONFINED SPACE ENTRY *** SEE NOTES PAGE 6 *** | 2906C47H13 | 4FA57B3 | 2 | EA | 1150
PETE | 5007075 | 10.503.546 | BEARING, SHAFT END, FOR MOTOR RESEARCH COTTRELL, MODEL LR25289, SIZE SUMP 40 HP MANUFACTURER PART NO = 51-601-983-011 | 203RPMSM3A | 3-A SLURRY TRANSFER PUMP MOTOR. (P4-3A) INCLUDES MOTOR AND CONTROLS. | F10BH61750 | 4FA4E20 | 5 | EA | 313.7
PETE | 5714219 | 10.503.555 | BELT, CONVEYOR, 60" WIDE X 20 FT. LONG, 2 PLY 220 PIW, 3/16" X 1/16", GRADE II, W/ 1" X 1" X 58" WIDE SQUARE LUGS ON 40" CENTERS, (FIRST CLEAT 18" FROM SPLICE) & S.S. RIVIT LACING ON EACH END, FOR PETE 3A COAL CONVEYOR MAGNETIC SEPARATOR. | 266CA03AMS | 3A MAGNET BELT **** SEE EQUIPMENT NOTES PAGE #6 **** * CUTTING & WELDING PERMIT REQUIRED * |  | SB1BB8 | 1 | EA | 2063.44
PETE | 5008009 | 10.503.565 | COIL, CLOSING, MODEL PETE 4, 4160 VOLT SWITCHGEAR MANUFACTURER PART NO = 0282A2009P002 |  |  | 0282A2009P002 | 2FA17B2 | 2 | EA | 87.5
PETE | 5008050 | 10.503.568 | COLLAR, WORM SHAFT SPACING, 2.43", (NARROW), FOR DRUM FILTER, USED ON PETE #3 IUCS VACUUM FILTERS, KOMLINE-SANDERSON, S/N KDF1289 & 1290. | 203RWVFFL1 | FL-1 VACUUM FILTER ***CONFINED SPACE ENTRY*** ***SEE NOTES PAGE 6*** | 0399150 | 2FA16E29 | 1 | EA | 202
PETE | 5513915 | 10.503.571 | COLLECTOR, OIL, FOR BOWL MILL ABB COMBUSTION ENG, SIZE 903RPS, UNIT 3 MANUFACTURER PART NO = 94-115 S/N 73831-32-33-34-35-36 | 203BFCM001 | 3-1 PULVERIZER *** CONFINED SPACE ENTRY *** *** FOR PYRITE SECTION ONLY - SEE NOTES PAGE 6 *** | 94-115 | SB3N1A2 | 2 | EA | 2784.08
PETE | 4002747 | 10.503.585 | CONDULET, 1-1/4", TYPE-T, ALUMINUM, W/ #490 COVER & #1944 GASKET. |  |  | T49 / 490 / GASK1944 | 1FA4B19 | 7 | EA | 77.91
PETE | 5513734 | 10.503.586 | BEARING, CONE, LOWER JOURNAL, FOR PETE #3 & #4 ABB C-E SVCS. MODEL 903RP COAL PULVERIZERS. | 203BFCM001 | 3-1 PULVERIZER *** CONFINED SPACE ENTRY *** *** FOR PYRITE SECTION ONLY - SEE NOTES PAGE 6 *** | MP-10480 | SB1ME5 | 6 | EA | 18303.82
PETE | 5004617 | 10.503.593 | CONNECTOR, FOR TRANSMITTER CABLE, P-534 FOR PETE 3/4 LIMESTONE SYS METAL DETECTOR. | 204RPCVBMD | LIMESTONE CONVEYOR METAL DETECTOR SHUTS #2 LIMESTONE BELT DOWN IF METAL IS DETECTED | P-534 | 2FA16E49 | 2 | EA | 56
PETE | 4001229 | 10.503.604 | CONNECTOR, CONDUIT, LIQUID TIGHT FLEXIBLE 1", 90 DEG ELL. | 203RMVFDB3 | FV-110-3B RECYCLE PUMP DISCHARGE VALVE | 5354 | 1FA4D32 | 10 | EA | 152.64
PETE | 5012898 | 10.503.610 | DIN CONNECTOR, PULSE VALVE SOLENOID, USED ON FOSTER WHEELER P.J.F.F. (BAGHOUSE) FILTER CLEANING SOLENOIDS. | 203BCOMP01 | UNIT 3 FABRIC FILTER COMPARTMENT #1, CONTAINS 34 ROWS OF 40 FILTER BAGS SUPPORTED ON WIRE CAGES, TOTAL OF 1360 BAGS. BAGS ARE 29.75' LONG, 5" DIAMETER. COMPARTMENTS ARE NUMBERED SO. TO NO., EAST TO WEST, S.E. IS #1, N.E.. IS #2. 2PI-FF-1801 DIFF.PRESS.GA | 334000281 | 2FA4F31 | 6 | EA | 26.16
PETE | 5006949 | 10.503.619 | CONTACT KIT, SIZE 1, P/N 373B331G07 (A200), PETE #4 SCRUBBER MCC'S. | 204RBA0000 | UNIT 4 SCRUBBER HEATERS, A/C, VENT FANS SYSTEMS | 373B331G07 | 2FA23F13 | 5 | EA | 148.7
PETE | 5012739 | 10.503.643 | INTERLOCK, STARTER ELECTRICAL | 203MCCFF3A | UNIT 3 BAGHOUSE, 480 VOLT MCC FF-3A, SEC.1/1200 AMP., SEC. 2/8-600 AMP., 65,000 AMP. SHORT CIRCUIT RATING. MAIN INCOMING FROM 480 VOLT SWGR. BUS FF3A, CUBICLE 4B | C320KGS32 | 2FA21G27 | 2 | EA | 124.2
PETE | 5006861 | 10.503.646 | CONTACT, STATIONARY ARCING, P/N 192A9847G1, 800 AMP FRAME ONLY FOR PETE #4SCRUBBER 480V LOAD CENTERS. |  |  | 192A9847G1 | 2FA19H38 | 30 | EA | 2495.4
PETE | 5006876 | 10.503.647 | CONTACT, STATIONARY RIGHT, P/N 568B509G3, 1600 AMP FRAME ONLY FOR PETE #4 SCRUBBER 480V LOAD CENTERS. |  |  | 568B509G3 | 2FA19F22 | 3 | EA | 385.11
PETE | 5012628 | 10.503.653 | CONTACTOR, 300 AMP, USED ON UNITS 1 & 3, 2014, E.S.P. UPGRADE. PURGE AIR HEATING SYSTEM. | 203ENP0000 | UNIT 3 PRECIPITATORS INCLUDES CONTROLS, TR SETS, VIBRATORS, RAPPERS, DOORS, LOCKS AND HIGH VOLTAGE BUSHINGS. *********CONFINED SPACE SEE NOTES PAGE 6********* | YC1N-300A120 | 2FA4G23 | 1 | EA | 1210.84
PETE | 5513298 | 10.503.682 | BOLT, MACHINE, 1.5" X 6.5"L W/O NUT FOR BOWL MILL ABB COMBUSTION ENG SVCS,SIZE 903, UNIT PETE 3&4 MANUFACTURER PART NO = 4878 (1 1/2" X 6 1/2 HH E5 CAPSCREW). | 203BFCM001 | 3-1 PULVERIZER *** CONFINED SPACE ENTRY *** *** FOR PYRITE SECTION ONLY - SEE NOTES PAGE 6 *** |  | 4FA57B6 | 11 | EA | 310.09
PETE | 2103716 | 10.503.692 | BOLT, SQUARE HEAD, SIZE- .75 X 4, THREAD- NC MATERIAL- STAINLESS STEEL | 204RMQFPA1 | P-402A-1 QUENCHER PUMP |  | 1FA6F7 | 6 | EA | 335.82
PETE | 6716807 | 10.503.699 | BOLT, COUPLING, FOR KOPPERS FASTS COUPLING S/N F4-561655 T.D.B.F.P. PETE 3P/N WA 27082 ACC. KIT BALANCED "DO NOT SUBSTITUTE" |  |  | WA27082 | 2FA4F13 | 2 | EA | 10151.54
PETE | 5005989 | 10.503.711 | BOLT, HEX HEAD, QUENCHER PUMP BEARING HOUSING (METRIC), 8.8 HCS, 16MM-2.0 X 50 MM FOR PETE 4 QUENCHER PUMPS. | 204RMQFPA1 | P-402A-1 QUENCHER PUMP | 39261 | 2FA19B21 | 16 | EA | 7.84
PETE | 5305955 | 10.503.713 | BOLT, HEX HEAD, SELF-TAPPING, 1/2"- 13 UNC X 1-1/2", FOR PETE #3 & #4 LOW NOX BOILER BURNERS, DWG. #05474-1E9254. (25 EA. PER PACK) | 204BFCBA00 | A CORNER BURNERS, TILTS, LINKAGE, AND DRIVE UNIT | MD8-00044-EE | 1FA6B24 | 195 | EA | 431.79
PETE | 5513680 | 10.503.714 | BOLT, MACHINE, 1-3/8" X 6-1/4", W/O NUT, FOR JOURNAL ASSY., USED ON PETE #2 ABB C-E SVCS. MODEL 823RPS COAL PULVERIZERS, S/N 66810-66814. | 203BFCM001 | 3-1 PULVERIZER *** CONFINED SPACE ENTRY *** *** FOR PYRITE SECTION ONLY - SEE NOTES PAGE 6 *** | MP-9698-J | 4FA51A5 | 74 | EA | 112.48
PETE | 5008074 | 10.503.718 | BOLT, SPRING, FOR FILTER DRUM, USED ON PETE #4 CSI VACUUM FILTERS, FL-101 & FL-102, DORR-OLIVER EIMCO S/N CSP0000252-1. |  |  | CE-1536 | 2FA16F23 | 0 | EA | 0
PETE | 6626212 | 10.503.720 | BOLT, FAN BLADE, FOR PETE #3 G.E. TURBINE GENERATOR, S/N 170 X 583. |  |  | N654P37056 | 2FA12D29 | 96 | EA | 1344.96
PETE | 5503578 | 10.503.726 | BOLT, FAN CASING, 5/8" X 3 1/4", FOR EXHAUSTER ABB COMBUSTION ENG SVCS, UNIT EWS 50 BLR MANUFACTURER PART NO = MP-5950-D | 203BFCM001 | 3-1 PULVERIZER *** CONFINED SPACE ENTRY *** *** FOR PYRITE SECTION ONLY - SEE NOTES PAGE 6 *** | MP-5950-D | 1FA12E9 | 414 | EA | 2438.46
PETE | 5005777 | 10.503.728 | BOLT, LINER, (BENT HEAD), 3/4" X 7", FOR HEAD LIFTER BARS, ITEM 6, DWG. #R-49-0219-1, REV. A, MARK #61-0145-40-02, USED ON PETE #3 & #4 SCRUBBER LIMESTONE BALL MILLS. | 203RPBM000 | M2-3 BALL MILL LINERS,SCREENS,AND INTERNALS | Q86500 | SB3C2B3 | 20 | EA | 756
PETE | 5305518 | 10.503.743 | BRACKET, NOZZLE, TIP PIVOT, FOR PETE ABB C-E SVCS. WIDE RANGE COAL NOZZLES. | 203BFCBA00 | A CORNER BURNERS, TILTS, LINKAGE, AND DRIVE UNIT | 902-2081-QA | 1FA6C25 | 4 | EA | 252
PETE | 5003493 | 10.503.773 | DIAPHRAGM, FOR RKL 8", 150 LB. CONTROL VALVE, SERIES LAF-Y-ATC-P. | 203RWPGF00 | FILTRATE PIPING | P30049-01-06 | 2FA14G17 | 4 | EA | 1948
PETE | 6625266 | 10.503.775 | DIAPHRAGM, STEAM PIPE DRAIN VALVE 2, FOR G.E. COMPANY, S/N 170X755 TURBINE, AREA PETE 4 MANUFACTURER PART NO = U5366X00P0101 |  |  | U5366X00P0101 | 2FA25D33 | 1 | EA | 138.46
PETE | 8508077 | 10.503.789 | DIE, ROUND, ADJUSTABLE, 6-40 NF, 13/16" DIA., GREENFIELD #3820, "O.K. JR" |  |  | 23715 | 2FA19F36 | 2 | EA | 30.04
PETE | 6626255 | 10.503.793 | DIODE, ITEM A60, FOR ALTERREX REGULATOR CUBICLE, G.E. COMPANY, S/N 170X755TURBINE, AREA PETE 4 MANUFACTURER PART NO = 167A8419P5 |  |  | 167A8419P5 | 2FA3E12 | 1 | EA | 48.25
PETE | 6626451 | 10.503.794 | DIODE, EXCITER, MODULE, ALTERREX, 2000A, 2400V, FOR PETE #2, #3 & #4 G.E. TURBINE GENERATORS, S/N 170 X 350 / 583 / 755. |  |  | 323A3314P24 | 2FA3A12 | 1 | EA | 3863.06
PETE | 3907387 | 10.503.795 | DISC ASSY FOR 12" SWING CHECK VALVE RAIMONDI MANUFACTURER PART NO = 3032-BW-8 | 204AHPGSPD | ASH SLUICE PUMP DISCHARGE PIPING | 3032-BW-8 | 4FA54B2 | 2 | EA | 4360.48
PETE | 5706848 | 10.503.805 | DISC/SHAFT ASSEMBLY, FOR ASH FEED VALVE TO PADDLE MIXER/UNLOADER 4050, UCC DWG #5-1941-199, AT PETE 3&4 FLY ASH SILOS. . | 203AHFU031 | 3-1 ROTARY DUSTLESS UNLOADER | 194338 | 2FA6H3 | 2 | ASY | 2573
PETE | 5701104 | 10.503.807 | DISK, 3", USED ON THE SHEARDISK VALVE, ON THE NUVA FEEDER, PETE 2&3 BAGHOUSE. | 203BCOMP01 | UNIT 3 FABRIC FILTER COMPARTMENT #1, CONTAINS 34 ROWS OF 40 FILTER BAGS SUPPORTED ON WIRE CAGES, TOTAL OF 1360 BAGS. BAGS ARE 29.75' LONG, 5" DIAMETER. COMPARTMENTS ARE NUMBERED SO. TO NO., EAST TO WEST, S.E. IS #1, N.E.. IS #2. 2PI-FF-1801 DIFF.PRESS.GA | 191700-1 | 2FA11E57 | 1 | EA | 220
PETE | 5513180 | 10.503.821 | DRUM SECTION, INNER CONE, CERAMIC LINED EXTERIOR W/ 1/8" THK. VACUUM BONDED ALUMINA TILE, FOR PETE #3 & #4 ABB C-E SVCS. COAL PULVERIZERS, S/N 73831-73836. | 203BFCM001 | 3-1 PULVERIZER *** CONFINED SPACE ENTRY *** *** FOR PYRITE SECTION ONLY - SEE NOTES PAGE 6 *** | 94-2285 (ceramic lined) | SB1 YARD | 1 | EA | 15566
PETE | 5711825 | 10.503.826 | ELBOW, 45 DEG., 2 FT 5 1/2" R W/6" EXT. ONE END & ROTATING FLG. ONE END 137/8" B.C. 8 HOLES AT 7/8" DIA, SEE POS. 1, DETAIL "A" LINED W/8" ID ABRESIST, REF. DETRICK DWG. #AB-0055, FOR UNIT #3 BOTTOM ASH LINE. | 203AH00000 | UNIT 3 ASH HANDLING SYSTEM |  | SB1RC3 | 2 | EA | 2432
PETE | 5706035 | 10.503.833 | ELBOW, 4", 90 DEGREE, BELL EPOXY GREENTHREAD, USED ON PETE 3&4 SILO UNLOADERS. | 203AHFU031 | 3-1 ROTARY DUSTLESS UNLOADER | SM022040-360-0 | 2FA15G10 | 4 | EA | 327.2
PETE | 5008544 | 10.503.834 | FITTING, TEFLON, 1/8" MPT X 1/8" T ELBOW, PRO2000W DILUTION PROBE, FOR PETE #3 CEM STACK PROBES. |  |  | 345-50021 | 1FA1D7 | 10 | EA | 265
PETE | 5706491 | 10.503.835 | ELBOW, 12", 15 DEG., FOR PETE #3 IUCS/CSI FLYASH SILO BAGHOUSE, UCC CONTRACT #X-M01. | 203AHFSDC0 | UNIT 3 FLYASH SILO DUST COLLECTOR *** CONFINED SPACE ENTRY *** | 17777 | SB1RD2 | 1 | EA | 831
PETE | 5307260 | 10.503.847 | ELEMENT, FILTER, PT #793-01 (P-3-1430) 50-MICRON SINTERED BRONZE FILTER TYPE #12-002, USED AS AIR PREHEATER AIR DRIVE MOTOR FILTER UNIT #2 CONTR. 22265. | 202BAPH001 | APH-2-1 AIR PREHEATER *** CONFINED SPACE ENTRY *** *** SEE NOTES *** | 793-01/P-3-1430 | 2FA16F7 | 4 | EA | 114.28
PETE | 5706831 | 10.503.863 | CAP, PIN, USED ON PADDLE MIXER/UNLOADER 4050, DWG #5-6200-88-10, AT PETE 3&4 FLY ASH SILOS. | 203AHFU031 | 3-1 ROTARY DUSTLESS UNLOADER | 61251-2 | 2FA6F39 | 3 | EA | 45.6
PETE | 5301745 | 10.503.865 | CAP, VALVE STEM FOR WALL DESLAGGER W/LTD SWEEP(LH) COPES-VULCAN, MODEL RW-6E, UNIT PETE 4 MANUFACTURER PART NO = 187736 | 204BSSBA01 | A-1 "A" ROW WALL SOOTBLOWER. | 187736 | 2FA19G7 | 3 | EA | 32.31
PETE | 5601140 | 10.503.871 | CAPACITOR, 4MF, 7 AMP, FOR DRIVE UNITS HAROLD BECK & SONS, S/N 20-2701-20, UNITS HTP 3-6 AND PETE 1 PULVERIZER HOT & COLD AIR DAMPERS, S/N 11-159-131365-01-XX CONTROL DRIVES & PETE 2 COLD AIR DAMPER DRIVES. MANUFACTURER PART NO = 14-2840-11 | 202BFCM001 | 2-1 PULVERIZER *** CONFINED SPACE ENTRY *** *** FOR PYRITE SECTION ONLY | 14-2840-11 | 4FA5A29 | 2 | EA | 38.8
PETE | 5012686 | 10.503.878 | PULSE TIMER CARD, W/4-20 MA XMTR. & 22 OUTPUTS, USED ON PETE UNITS 2 & 3 BAGHOUSE ASH SYSTEM FILTER/SEPERATOR CONTROL PANEL | 203BCOMP01 | UNIT 3 FABRIC FILTER COMPARTMENT #1, CONTAINS 34 ROWS OF 40 FILTER BAGS SUPPORTED ON WIRE CAGES, TOTAL OF 1360 BAGS. BAGS ARE 29.75' LONG, 5" DIAMETER. COMPARTMENTS ARE NUMBERED SO. TO NO., EAST TO WEST, S.E. IS #1, N.E.. IS #2. 2PI-FF-1801 DIFF.PRESS.GA | DCT1022 W/DCP200 | 2FA4G17 | 1 | EA | 132.51
PETE | 5706878 | 10.503.886 | CASING, 2" - 50000, USED ON PETE 4 GYPSUM SUMP PUMPS. | 204LSP441A | LIMESTONE AREA SUMP 2 PUMP A (& MOTOR) | 21785 | SB1GC10 | 2 | EA | 5877.18
PETE | 5301088 | 10.503.892 | CHAIN, ROTARY, 3/4" DP FOR RETRACTABLE SOOT BLOWER COPES-VULCAN, MODEL T-30 MK II, UNIT PETE 3 & 4. | 203BSSBL01 | L-1 LONG RETRACT T 30 MARK 2 | 073037 | SB1BD8 | 167 | FT | 4628.8
PETE | 5207517 | 10.503.896 | CHASSIS, CONTROLLOGIX PLC, 10 SLOT, RACK, BACK PANEL, FOR MOUNTING PLC COMPONENTS I/O CARDS AND MODULES FOR UNIT 4 COOLING TOWER. |  |  | 1756-A10 | 4FA5H7 | 1 | EA | 493.44
PETE | 5002881 | 10.503.904 | CLAMP, CONDUCTOR, FOR PRECIPITATOR EEC, UNIT 4 MANUFACTURER PART NO = WA302109 |  |  | WA302109 | 2FA21E19 | 1 | EA | 12.9
PETE | 5012009 | 10.503.905 | CLAMP, HOSE, DOUBLE VOLT W/2 SADDLES, 550, 4-1/2" TO 5-1/2" | 203BHAH000 | PARENT TO UNIT 3 FABRIC FILTER ASH HANDLING EQUIPMENT | 550 | 1FA8E50 | 4 | EA | 67.01
PETE | 5711534 | 10.503.910 | CLAMP, 8" FLANGE, PATT. #17123, TYPE H USED ON UNITED CONVEYOR CORP. ASH CONVEYOR LINES REF. PO 54674-4, PETE #3. |  |  | 17123 | SB1RE7 | 4 | EA | 83.2
PETE | 5701152 | 10.503.912 | CLAMP, HALF, FOR 9" DURITE PIPE FLANGE, USED ON PETE #2, #3 & #4 & EWS #7 BOTTOM ASH SYSTEMS. (NOTE: ONE HALF = ONE EA. / 2 HALVES = ONE CLAMP) | 203AHBGG0A | UNIT 3 (A) BOTTOM ASH HOPPER GRINDER | 170217 | 4FA54B6 | 18 | EA | 492.66
PETE | 5601743 | 10.503.941 | COIL, FOR TRANSDUCER MOORE PRODUCTS CO., MODEL 77-3 MANUFACTURER PART NO =12334-20 |  |  |  | 1FA3F62 | 1 | EA | 30.45
PETE | 5901120 | 10.503.951 | COIL, TB 103-22K APPLICABLE TO TYPE CY-A.C. MAGNETIC STARTERS SIZE 2 MFG. BY CLARK CONTROLLER CO. USED ON TURBINE ROOM CRANE SERIAL NO. 8837 |  |  |  | 2FA6E25 | 2 | EA | 19.78
PETE | 5609049 | 10.503.966 | FUSE, POWER, 57X, 7.2KV, PT# FU-100350-01, FOR BENSHAW 8,000 HP, 6900 V, REDUCED VOLTAGE SOFT START UNIT. | 203RFBF001 | 3-1 BOOSTER FAN INCLUDES FAN WHEEL, HOUSING, LUBE OIL SYSTEM AND BEARINGS. NEW FAN 2015 FOR ECC PROJECT. *** CONFINED SPACE ENTRY *** SEE NOTES PAGE 6 *** | FU-100350-01 | 2FA56A1 | 3 | EA | 55440
PETE | 5012578 | 10.503.970 | CONTROL TRANSFORMER SECONDARY FUSE, FNQ, 15AAC, 500V, USED ON UNIT 4, 2014, E.S.P. UPGRADE. RAPPER CONTROLLER PARTS |  |  | H11125 | 2FA21F44 | 2 | EA | 23.6
PETE | 5302489 | 10.503.976 | FUSE, LOW PEAK, CLASS J. TIME DELAY, COOPER BUSSMAN LPJ-40SP OR EQUAL. | 203ENP0000 | UNIT 3 PRECIPITATORS INCLUDES CONTROLS, TR SETS, VIBRATORS, RAPPERS, DOORS, LOCKS AND HIGH VOLTAGE BUSHINGS. *********CONFINED SPACE SEE NOTES PAGE 6********* | LPJ-40SP | 2FA18F16 | 6 | EA | 115.62
PETE | 5701009 | 10.503.994 | GASKET FOR 7" EXPANSION JOINT, USED ON PETE 2&3 BAGHOUSE ASH SYSTEM, PRESSUR3E CONVEYOR LINE 3A | 203BCOMP01 | UNIT 3 FABRIC FILTER COMPARTMENT #1, CONTAINS 34 ROWS OF 40 FILTER BAGS SUPPORTED ON WIRE CAGES, TOTAL OF 1360 BAGS. BAGS ARE 29.75' LONG, 5" DIAMETER. COMPARTMENTS ARE NUMBERED SO. TO NO., EAST TO WEST, S.E. IS #1, N.E.. IS #2. 2PI-FF-1801 DIFF.PRESS.GA | 1730-367-7 | SB1KD5 | 1 | EA | 1391
PETE | 5013458 | 10.503.997 | GASKET, ASSEMBLY, 0.50 INCH, USED ON MERRICK WEIGH FEEDER, MODEL 450-36-6, S/N 30491, PETE 4 LIMESTONE PREP. | 204LSW4405 | LIMESTONE WEIGH FEEDER FOR BALLMILL 44-05 | FE3113 | 1FA11E26 | 4 | ASY | 12
PETE | 5205020 | 10.503.998 | GASKET KIT 50-350 SHW, WEIR PUMP-SUBMERSIBLE, 300 GPM AT 83 TDH-54674-25-22 | 245BARASPA | RADS AREA SUMP PUMP A. 300 GPM @ 83FT TDH | 838378-000 | 2FA25B47 | 1 | EA | 213.11
PETE | 5008304 | 10.504.010 | GASKET, CIRCULAR, FULL FACED, SOLID CENTER, 33-1/4" O.D., 30-1/4" DIA. BOLT CIRCLE OF 24 BOLT HOLES 1" DIA. EQUALLY SPACED, 1/8" NEOPRENE - BILTRITE STYLE #50, FOR PETE #4 SCRUBBER ABSORBER FEED TANK ACCESS DOOR. | 204RDDFTK0 | DISPOSAL FEED TANK *** CONFINED SPACE ENTRY *** *** SEE NOTES PAGE 6 *** |  | SB3O1WALL | 2 | EA | 49
PETE | 6501117 | 10.504.011 | GASKET, COVER 64Y15 FILTER/SEPARATOR FOR TURBO- KEEN LUBE OIL CONDITIONER MODEL 854-300 ASSY. USED AS BOILER FEED PUMP TURBINE LUBE OIL CONDITIONINGSYS UNIT #3 |  |  |  | 2FA12G28 | 3 | EA | 116.91
PETE | 2901233 | 10.504.016 | GASKET, FLEX-PIPE, SIZE/RTNG- 4 600, STYLE- CG-6L | 203FW34810 | REGULATES FLOW OF HEATER DRAINS TO FEEDWATER HEATER EH3-6 ACCORDING TO FEEDWATER HEATER 3-7 LEVEL |  | 2FA19C10 | 13 | EA | 60.54
PETE | 5304198 | 10.504.029 | GASKET, PILOT OIL TORCH, FOR ABB COMBUSTION ENG SCVS, MODEL STRAINER, UNIT1 MANUFACTURER PART NO = B-893-292-0 |  |  |  | 1FA6E34 | 7 | EA | 0.77
PETE | 5702153 | 10.504.031 | GASKET, PUMP, 8", UNITED CONVEYOR CORP. JETPULSION PUMP | 204AHTKPH0 | UNIT 4 PYRITE HOLDING OR TRANSFER TANK. | SK 408163 | 1FA3F16 | 12 | EA | 30
PETE | 5711218 | 10.504.050 | GASKET, O-RING, OUTLET, FOR 8" DISC GATE (4-1908-127), USED ON PETE #3 & #4 ASH SYSTEMS. | 203AHTKP01 | 3-1 PYRITE HOPPER AND CATEGORY'S OF THE HOPPER | SK-9561-01-457 | 1FA3E14 | 2 | EA | 40.66
PETE | 6707455 | 10.504.054 | GASKET, ELBOW, FOR 12" DDL DBL VOLUTE VERTICLE CANTILEVER SHAFT PUMP MANUFACTURER PART NO = G-19 | 203AHRWP01 | 3-1 ASH SLUICE RETURN WATER PUMP | 252-112002-500 | SB5A6A2 | 2 | EA | 86
PETE | 5721105 | 10.504.066 | CONTROLLER, TEMPERATURE, RANGE 100-400 DEG. F., FOR PETE #4 FLYASH BLOWER (8546), UC MODEL 13521. |  |  | 340916-1 | 2FA23I13 | 1 | EA | 658
PETE | 5012621 | 10.504.068 | SCR CONTROLLER, USED ON UNITS 1 & 3, 2014, E.S.P. UPGRADE. PURGE AIR HEATING SYSTEM. | 203ENP0000 | UNIT 3 PRECIPITATORS INCLUDES CONTROLS, TR SETS, VIBRATORS, RAPPERS, DOORS, LOCKS AND HIGH VOLTAGE BUSHINGS. *********CONFINED SPACE SEE NOTES PAGE 6********* | Q32-781-300-BV0 | 2FA8E18 | 1 | EA | 5000
PETE | 5706343 | 10.504.071 | CONVEYOR, SCREW FLIGHTING, RH SECTIONAL, 16" X 16" X 1/4", WELDED ON 4" SCH. 40 PIPE 11'- 9" LONG, BUSHED FOR 3" PHASE QUICK COUPLING, BOTH ENDS, (ITEM #1 DWG.# 211449), FOR PETE #4 IUCS/CSI FLYASH CONVEYORS, CO-103 & CO-107, ORDER #C3-536. | 204RWCB103 | CO-103 FLYASH SCREW CONV & BEARINGS MCC 101 FLYASH SCREW CONV CO-103 | M2108M2 | SB1 RACK H | 6 | EA | 16656
PETE | 2207057 | 10.504.074 | CORD, SHOCK, 3/8" X 300 FT., FOR PETE #3 IUCS FL-1 & FL-2 VACUUM FILTERS, KOMLINE-SANDERSON JOB # I-1581, S/N KDF1289 & 90. | 203RWVFFL1 | FL-1 VACUUM FILTER ***CONFINED SPACE ENTRY*** ***SEE NOTES PAGE 6*** | 2590005-300 | 4FA50A2 | 4 | RL | 840.02
PETE | 5207208 | 10.504.078 | COUPLING, MOTOR/FAN, WITH SERIES 301 YOKE INSERT BUSHINGS -TO ALSO INCLUDE HARDWARE. FOR COOLING TOWER MODEL 674-4-12, UNIT 3 S/N 674-12-88-73. | 202WCCT000 | UNIT 2 COOLING TOWER SYSTEM | ************************* | 4FA56A5 | 1 | EA | 1675
PETE | 5204997 | 10.504.081 | KIT, COUPLING BOLT, USED ON 4-2 MOTOR DRIVEN BOILER FEED PUMP. |  |  | ZFDL 312-1250/48 | 2FA21C9 | 1 | EA | 2675.04
PETE | 1910779 | 10.504.084 | COUPLING, PIPE, FORGED STEEL, 1 1/2" NPS, SW, 3000#, SA-105, ASME/ANSI B16.11, "MUST COMPLY WITH CURRENT EDITION & ADDENDA OF ASME BOILER & PRESSURE VESSEL CODE". | 203AHFFA01 | A-1 PRECIP HOPPER AND NUVA FEEDER |  | 1FA16E34 | 18 | EA | 105.77
PETE | 5004711 | 10.504.093 | COUPLING, PUMP,FLEXIBLE, BORE 1.375" DIAMETER SHAFT WITH .312" SQ. KEY ONE SIDE, BORE 19MM DIAMETER SHAFT WITH 6MM SQ. KEY OPPOSITE SIDE, INCLUDES KEYSTOCK, PETE 2 & 3. | 203RFBFLO1 | 3-1 BOOSTER FAN LUBE OIL SYSTEM | L100 | 2FA16E8 | 2 | EA | 93
PETE | 5701865 | 10.504.099 | COUPLING, PIPE, 10", DRESSER, FOR PETE #1 & #2 ASH SYSTEMS. | 203AHFAS0E | ECONOMIZER AIR ASH SEPERATOR | 0138-0009-013 | SB5A1B2 | 2 | EA | 735.22
PETE | 5003657 | 10.504.102 | COUPLING, 6" ABCO P150 FOR UNIT #3 SCRUBBER. |  |  | P150 | SB3F1B3 | 2 | EA | 43.68
PETE | 5003333 | 10.504.105 | COUPLING, DRIVE SHAFT, 1-1/4" X 1", FOR PETE #3 SCRUBBER REHEATER OUTLET ISOLATORS. | 203RDWSA33 | A3-3 WASTE SLURRY TANK AGITATOR & MOTOR | L100 1-1/4X1CPT | 2FA14E15 | 2 | EA | 102.91
PETE | 5706738 | 10.504.116 | END COVER, BEARING, FOR PETE #4 DEWATERING PRIMARY HYDROCLONE & RECLAIM WATER PUMPS, WARMAN PUMPS MODEL 6/4EEAH. | 204RDDFP01 | P-406-1 DISPOSAL FEED PUMP, MOTOR & MOTOR SPACE HEATER | EEY024D81 | 2FA6C26 | 2 | EA | 2616.14
PETE | 5706550 | 10.504.127 | CRANKSHAFT, AGITATOR, FOR FILTER DRUM VAT AGITATOR, USED ON PETE #4 CSI VACUUM FILTERS, FL-101 & FL-102, DORR-OLIVER S/N CSP0000252-1. | 204RWVFFA1 | FL-101 VACUUM FILTER AGITATOR | 450297N | SB1SB8 | 1 | EA | 8573
PETE | 5206400 | 10.504.133 | KIT, REPAIR, FOR AIR CYLINDER, ALKON, MODEL D96-6 E06, 3.5IN BORE, 1" SHAFT, MANUFACTURER PART NO = 20831 | 203AHTA000 | UNIT 3 TOP ASH SYSTEM | 20831 | 2FA18F36 | 2 | EA | 48.54
PETE | 5006091 | 10.504.136 | CYLINDER, HYDRAULIC, FOR CLARKSON, MODEL 8, TYPE KNIFE GATE VALVE MANUFACTURER PART NO = 3398 | 204RDVY321 | DISPOSAL FEED PUMP P406-1 DISCHARGE VALVE | 3398 | 2FA19J6 | 1 | EA | 281.19
PETE | 5706711 | 10.504.137 | CYLINDER SECTION, STEEL, FOR PRIMARY HYDROCLONES, USED ON PETE #4 DEWATERING MILL SLURRY, KREBS CYCLONE MODEL GMAX6-3193, S/N G115252I THRU G115262I. | 272PH15252 | PH 44-1-1 PRIMARY HYDROCLONE | G61-043120A-ST | SB1GE2 | 3 | EA | 480
PETE | 5721255 | 10.504.138 | CYLINDER, AIR, 10" BORE X 10.62" STROKE, FOR 4-2 PRECIPITATOR HOUSE, USED ON PETE #4 TOP ASH SYSTEM. | 204AHVYG09 | AG-9 PRECIP DISCHARGE TO THE FLY ASH SILO | 4401-140-4 | SB1BB6 | 3 | EA | 3815.01
PETE | 5013607 | 10.504.139 | CYLINDER, AIR, 400 MM, KREBS PT #PI-SMC-CDA2T400, USED AT UNIT 4 PRIMARY HYDROCLONE DIVERTER BOX. | 272PUD4100 | PUD 44-1 PRIMARY HYDROCLONE UNDERFLOW DISTRIBUTOR | PI-SMC-CDA2T400 | 2FA11I6 | 0 | EA | 0
PETE | 5003039 | 10.504.142 | CYLINDER, STEEL, FOR PETE #1 & #2 SCRUBBER PRIMARY HYDROCLONES, KREBS MODEL D6B-12-S839-XZ, DWG. #S839-M1300-PS-XZ-123053U & PETE #3 & #4 MILL SLURRY HYDROCLONES, KREBS MODEL D6BB12DEG. | 272MS53092 | MSH 120-1-1 MILL SLURRY CYCLONE. | 604AL | SB3F1B2 | 2 | EA | 1171.56
PETE | 5012773 | 10.504.144 | OUTLET DAMPER AIR CYLINDER OPERATOR, 10" BORE X 33" STROKE, PISTON ROD 1-1/2" - 12 X 5" LONG MALE THREADS W/2 JAM NUTS INSTALLED, USED ON FOSTER WHEELER P.J.F.F. (BAGHOUSE) OUTLET DAMPER ACTUATORS. | 203BA3201Y | UNIT 3 FABRIC FILTER - COMPARTMENT 1, OUTLET DMPR 1, , 88" DIA. POPPET DMPR, 3BA3201Y; 3ZS-BA-3201O-OPEN LIMIT SW. 3ZS-BA-3201C-CLOSE LIMIT SW. 3SV-BA-3201O-OPEN SOV 3SV-BA-3201C-CLOSE SOV NORGREN 10 X 33 CYLINDER PART #'S LISTED IN NOTES | SU/07NJ0421/01C | SB1JD5 | 1 | EA | 5579.83
PETE | 5003081 | 10.504.155 | DEFLECTOR, WATER, ITEM 123, MATL. 1000, FOR PETE #3 IUCS RECLAIM WATER PUMPS, GOULDS PUMPS MODEL 3175M, 6 X 8 X 18, S/N 237B948. | 203RDRWP3A | P6-3A RECLAIM WATER PUMP INCLUDES PUMP, MOTOR AND CONTROLS | 075745-1001 | 2FA14F12 | 5 | EA | 405.3
PETE | 5301072 | 10.504.157 | GEAR, SPUR 12T 8P STL .88F FOR WALL BLOWER COPES-VULCAN, MODEL RW-5E | 203BSSBA01 | A-1 "A" ROW WALL SOOTBLOWER | S276728 | 1FA3E3 | 11 | EA | 546.89
PETE | 5301730 | 10.504.159 | GEAR, WORM, FOR ROTARY GEARBOX ON WALL BLOWER COPES-VULCAN, MODEL RW-6E, TYPE LEFT HAND UNIT MANUFACTURER PART NO = 182809 | 204BSSBA01 | A-1 "A" ROW WALL SOOTBLOWER. | 182809 | 2FA19I2 | 6 | EA | 176.22
PETE | 5004325 | 10.504.160 | GEAR, ITEM 49, A-DRIVEN, FOR ACRISON INC, MODEL 203B105ZN, UNIT PETE 3 MANUFACTURER PART NO = 49, S/N 65968 | 203RPWFB00 | LIMESTONE WF BELT, REDUCER, & ROLLERS M1-3. | 49 | 4FA3B11 | 2 | EA | 116.8
PETE | 5301238 | 10.504.161 | GEAR, ELEMENT, FOR COMBO RETRACTABLE WALL BLOWER COPES-VULCAN, MODEL MK-II, TYPE W/DA HEAD MANUFACTURER PART NO = 97820 | 203BSSBL01 | L-1 LONG RETRACT T 30 MARK 2 | 97820 | 1FA3D11 | 2 | EA | 84
PETE | 5004330 | 10.504.162 | GEAR, ITEM 62, C-DRIVEN, FOR ACRISON INC, MODEL 203B105ZN, UNIT PETE 3 MANUFACTURER PART NO = 62, S/N 65968 | 203RPWFB00 | LIMESTONE WF BELT, REDUCER, & ROLLERS M1-3. | 62 | 4FA3G11 | 1 | EA | 65.14
PETE | 5013661 | 10.504.163 | REDUCER, GEAR BOX ASSEMBLY, USED ON PETE 5 BALL MILL. | 204MMR4405 | BALLMILL MAIN REDUCER | 505A1-CS 4.789 | SB3C | 1 | EA | 96060.81
PETE | 5004465 | 10.504.164 | REDUCER, GEARBOX, FOR PETE #3 IUCS THICKENER RAKE WITH BASE PLATE, EIMCO PROCESS EQUIPMENT MODEL C60B2P, CLD-60 DRIVE, S/N 76011-01. | 203RDTHD01 | THICKNER DRIVE #1 GEAR REDUCER AND MOTOR | GRL-TMQ826-60-L-56 | SB3C1B1 | 1 | EA | 452.4
PETE | 5013498 | 10.504.165 | GEARBOX, AGITATOR, 4040 (GEARBOX ONLY) USED ON UNIT 4 #5 BALL MILL SLURRY TANK AGITATOR - BALL MILL TOP ENTRY, BALL MILL S/N 09UDL0340. | 204MST4405 | BALLMILL SLURRY TANK | Q49684 | SB1EF3 | 1 | EA | 10934
PETE | 5005415 | 10.504.186 | GROMMET, AIR INTAKE, RUBBER, FOR LUBRICATING PUMP GRACO, MODEL 203-869E MANUFACTURER PART NO = 158-367 | 204RPBMLO0 | BALL MILL LUBE SYSTEM | 158-367 | 4FA4E3 | 2 | EA | 5.3
PETE | 5706356 | 10.504.201 | HANGER ARM, HEAVY DUTY, FOR LIME BIN ACTIVATOR, PETE #4 CSI FACILITY CARMAN MODEL #10GBD, S/N GH-5939. | 204RWLDA00 | LB102 ADDITIVE BIN ACTIVATOR & MOTOR |  | SB1AD4 | 7 | EA | 827.82
PETE | 5205009 | 10.504.204 | HEAD SUCT 4-14 SHW-OPEN IMP, WEIR PUMP-SUBMERSIBLE, 300 GPM AT 83 TDH-54674-25-22 | 245BARASPA | RADS AREA SUMP PUMP A. 300 GPM @ 83FT TDH | 605704-250 | SB1LC3 | 1 | EA | 5515.06
PETE | 5601052 | 10.504.205 | HEAD, DETECTOR, NO COAL FLOW MONITOR, MICROWAVE TRANCEIVER HEAD ONLY, USED WITH ALSTOM LIMELIGHT COAL FLOW MONITOR POWER SUPPLY/CONDITIONER. | 203BFCF001 | 3-1 COAL FEEDER ********SEE EQUIPMENT NOTES PAGE 6 ********** ***NUCLEAR DENSITY GAGE ATTACHED TO PIPING*** | EPSC-0069 | 1FA5A35 | 0 | EA | 0
PETE | 4901173 | 10.504.206 | DETECTOR, SENSOR HEAD, FOR MILL FIRE DETECTION SYSTEM | 203BFCMCOM | UNIT 3 PULVERIZER FIRE PROTECTION CO MONITOR SYSTEM FOR UNIT #3 NEW SYSTEM ADDED SPRING OUTAGE 2006 | 807201122001 | 1FA11I1 | 0 | EA | 0
PETE | 5012655 | 10.504.209 | HEATER, HOPPER, "M", 1 PER HOPPER, 18" X 8", 180 WATTS, 143 VOLTS, 113 OHM, USED ON FOSTER WHEELER P.J.F.F., (BAGHOUSE) HOPPERS | 203AHHPR01 | UNIT3 ASH HOPPER # 1, HOPPER HEATERS &; 3FA5001V-ASH GATE 3SV-FA5001-SOV 3TE-FF-1701A & B- RTD TEMP. DETS. 3LE-FF-1501-HH ASH LEVEL ELEMENT 3LE-FF-1601-H ASH LEVEL ELEMENT 3FF1301E-VIB. 3FF1401E-VIB. SEE ASSET NOTES FOR MFG PART NUMBERS. |  | SB1GE11 | 1 | EA | 219
PETE | 5402158 | 10.504.210 | HEATER, OVERLOAD, ITE CAT. #G30T40 FOR SERIES 5600 M.C.C.S PETE #3. |  |  |  | 2FA7E24 | 6 | EA | 11.76
PETE | 5012666 | 10.504.214 | HEATER, HOPPER, "A", 4 PER HOPPER, 18" x 8", 234 WATTS, 172 VOLTS, 126 OHM, USED ON FOSTER WHEELER P.J.F.F., (BAGHOUSE) HOPPERS. | 203AHHPR02 | UNIT 3 ASH HOPPER # 2, HOPPER HEATERS &; 3FA5002V-ASH GATE 3SV-FA5002- SOV. 3TE-FF-1702A & B- RTD TEMP. DETS. 3LE-FF-1502-HH ASH LEVEL ELEMENT 3LE-FF-1602-H ASH LEVEL ELEMENT 3FF1302E-VIB. 3FF1402E-VIB. SEE ASSET NOTES FOR MFG PART NUMBERS. | D-7155-A | SB1GE11 | 4 | EA | 812
PETE | 5012644 | 10.504.215 | HEATER, HOPPER, "B" , 1 PER HOPPER, 30" X 10" , 451 WATTS. 386 VOLTS, 330 OHM, USED ON FOSTER WHEELER P.J.F.F., (BAGHOUSE) HOPPERS | 203AHHPR01 | UNIT3 ASH HOPPER # 1, HOPPER HEATERS &; 3FA5001V-ASH GATE 3SV-FA5001-SOV 3TE-FF-1701A & B- RTD TEMP. DETS. 3LE-FF-1501-HH ASH LEVEL ELEMENT 3LE-FF-1601-H ASH LEVEL ELEMENT 3FF1301E-VIB. 3FF1401E-VIB. SEE ASSET NOTES FOR MFG PART NUMBERS. | D-7173-B | SB1GE11 | 1 | EA | 246
PETE | 5012677 | 10.504.216 | HEATER, HOPPER, "M", 4 PER HOPPER, 72" X 8", 992 WATTS, 480 VOLTS, 232 OHM, USED ON FOSTER WHEELER P.J.F.F., (BAGHOUSE) HOPPERS. | 203AHHPR02 | UNIT 3 ASH HOPPER # 2, HOPPER HEATERS &; 3FA5002V-ASH GATE 3SV-FA5002- SOV. 3TE-FF-1702A & B- RTD TEMP. DETS. 3LE-FF-1502-HH ASH LEVEL ELEMENT 3LE-FF-1602-H ASH LEVEL ELEMENT 3FF1302E-VIB. 3FF1402E-VIB. SEE ASSET NOTES FOR MFG PART NUMBERS. | D-7155-M | SB1GE10 | 4 | EA | 1212
PETE | 5004716 | 10.504.217 | IMMERSION HEATER, 8 KW, ELECTRIC, 460/3/60, 2" NPT, STEEL SHEATH, NEMA 4X ENCLOSURE, APROX. 250-550 DEG F RANGE, FOR PETE 2 & 3. | 203RFBFLO1 | 3-1 BOOSTER FAN LUBE OIL SYSTEM | 7131SS266006 | 4FA50A10 | 1 | EA | 975
PETE | 5402151 | 10.504.219 | HEATER, OVERLOAD, ITE CAT. #G30T24 FOR SERIES 5600 M.C.C.S PETE #3. |  |  | FH22 | 2FA7E21 | 3 | EA | 18.9
PETE | 5721668 | 10.504.227 | HINGE, DOOR, ACCESS, 12" X 18" DIA DOOR, USED ON PETE 1,2,3,4 BOTTOM ASH HOPPER. | 203AHBHH0A | UNIT 3 (A) BOTTOM ASH HOPPER ***CONFINED SPACE ENTRY*** ***SEE NOTES PAGE 6*** | D-51 | 1FA3I8 | 2 | EA | 948
PETE | 5713437 | 10.504.239 | HOSE, FLEX, 1" X 19" O-A-L, FLEXONICS 401M STAINLESS STEEL, W/ CARBON STEEL SCH. 40 NIPPLE ON EACH END, FOR PETE #3 & #4 BOTTOM ASH HOPPER DOORS. | 203AHSWP01 | 3-1 ASH SLUICE PUMP |  | 4FA5C13 | 2 | EA | 110.6
PETE | 5721515 | 10.504.243 | HOSE, FLEX ,METAL, 1 1/2" X 18" OAL, 316SS CORRUGATED BRAIDED METAL HOSE, W/316SS MALE ENDS FOR PETE#3 BOTTOM ASH FLUSHING LINES | 203AHBAF00 | UNIT 3 BOTTOM ASH SYSTEM FLUSHING SYSTEM AND ASSOCIATED EQUIPMENT | WEAT 24524-124-124-19.5 | 1FA3B18 | 2 | EA | 310
PETE | 5305999 | 10.504.244 | HOSE, FLEXIBLE, SILICONE COATED FIBERGLASS, 2-1/2" IID, 12' LENGTH, MAX 20PSI, -75 DEG F TO 500' F, 230 CFM MAX FLOW, COOLING HOSE USED ON FLAME SCANNERS. (DO NOT SUBSTITUTE) | 203BADUF00 | UNIT 3 FLAME SCANNER FAN DUCTS | 14-0250-0001-60 | SB3A1A5 | 4 | EA | 1276.85
PETE | 5012928 | 10.504.245 | HOSE, HYDRAULIC, 2.00 X 1202MM, FOR INGERSOL RAND MODEL A75i-A125 COMPRESSORS, USED ON PETE 2 & 3 BAGHOUSE INSTRUMENT AIR COMPRESSORS. | 203BCOMP01 | UNIT 3 FABRIC FILTER COMPARTMENT #1, CONTAINS 34 ROWS OF 40 FILTER BAGS SUPPORTED ON WIRE CAGES, TOTAL OF 1360 BAGS. BAGS ARE 29.75' LONG, 5" DIAMETER. COMPARTMENTS ARE NUMBERED SO. TO NO., EAST TO WEST, S.E. IS #1, N.E.. IS #2. 2PI-FF-1801 DIFF.PRESS.GA | 23626443 | SB1ID4 | 2 | EA | 1138
PETE | 3602060 | 10.504.247 | HOSE, INDUSTRIAL, WATER, 1-1/2" ID, RUBBER, FLAT YELLOW, SPIRAFLEX, FLAME RESISTANT, 200 PSI MAX. WORKING PRESSURE @ 72 DEG. F..(PROVIDE ON 300 FT. SPOOL) | 203RDTHTK0 | THICKNER TANK | 2700 X 1-1/2'' | SB1DE10 | 600 | FT | 924
PETE | 5005674 | 10.504.252 | HOUSING, BEARING, FPR WARMAN PUMPS, MODEL 6/4DAH, TYPE DISPOSAL FEED, MANUFACTURER PART NO = D004G01 | 204RDDFP02 | P-406-2 DISPOSAL FEED PUMP, MOTOR & MOTOR SPACE HEATER | D004G01 | SB1CE1 | 1 | EA | 431.1
PETE | 5706736 | 10.504.253 | HOUSING, BEARING, METRIC, FOR PETE #4 DEWATERING PRIMARY HYDROCLONE & RECLAIM WATER PUMPS, WARMAN PUMPS MODEL 6/4EEAH. | 204RDDFP01 | P-406-1 DISPOSAL FEED PUMP, MOTOR & MOTOR SPACE HEATER | EEY004M85647D21 | SB1AC10 | 1 | EA | 1009.26
PETE | 5005471 | 10.504.256 | HOUSING, PILLOW BLOCK BEARING, "LESS BEARING", FOR MAIN DRIVE PINION, USED ON PETE #3 & #4 SCRUBBER LIMESTONE BALL MILLS, KVS MODEL 48 X 16-3/5B, S/N 758-P-75 & 1469-P-82, SIZE 10' X 18'. | 203RPBM000 | M2-3 BALL MILL LINERS,SCREENS,AND INTERNALS | SAF-240 | SB1BD5 | 2 | EA | 9125
PETE | 5003635 | 10.504.261 | ELL, FIBERGLASS, SIZE/TYPE- 8IN/90 DEG. CONNECTION- BELL X FLANGE | 203RMPGTOA | "A" MODULE TRAPOUT TRAY PIPING AND VALVES. |  | SB3F1C2 | 1 | EA | 232.09
PETE | 1906253 | 10.504.270 | ELL, PIPE-STAINLESS, SIZE/TYPE- 6 90 DEG. RTNG/CONN- SCH40/BW | 203RDPGWS0 | WASTE SLURRY PIPING |  | SB3C2B4 | 2 | EA | 317.96
PETE | 6001611 | 10.504.286 | FEEDBACK ASSY, FOR 100% PROPORTIONAL CONTROL 3-27 PSI, W.K.M. #383270, USED ON TC-3 FOR UNIT #2-B.S.B. TEMP CONTROLLER. |  |  | 383270 | 2FA24G10 | 2 | EA | 85.56
PETE | 5305532 | 10.504.303 | FILTER, AIR, WILKERSON PT #FRP-95-567, USED ON PETE #3 IGNITOR INSTRUMENT AIR FILTER NORTH OF BOILER. |  |  | FRP-95-567 | 1FA6F42 | 1 | EA | 22.85
PETE | 7901231 | 10.504.307 | FILTER, BAG, HI-FLO, P/N SP65032422, 12" X 24" X 22", UNIT #4 HVAC. |  |  | SF65032422 | 4FA58A | 40 | EA | 576
PETE | 5706449 | 10.504.308 | FILTER, CARTRIDGE, 8" DIA. X 22" LONG, DUST CONTROL, FOR PETE #3 IUCS/CSI TRAIN FLYASH LOAD-OUT STATION, DCL MODEL #CFM330-1H14, JOB #J015716, S/N 20578004, TAG #M004. | 203RWTLS01 | UNIT 3 FLYASH SILO DCL TRAIN LOADOUT STATION | E05942 (9-26-13) | 4FA58C | 14 | EA | 2264.18
PETE | 5307012 | 10.504.314 | FILTER, PANEL ELEMENT, 14 X 17 X 2, MULTI LAYERED EPOXY COATED ALUMINUM MESH MEDIA FOR PETE 3 COOLING TOWER CIRCULATIONG WATER PUMP MOTORS. |  |  | P802 | SB5A4A9 | 24 | EA | 2280
PETE | 5003650 | 10.504.330 | FLANGE, 4", W/ TAPERED BORE, FOR PETE #1 & #2 SCRUBBER, ABCO P150. | 203RMPGTOA | "A" MODULE TRAPOUT TRAY PIPING AND VALVES. |  | SB3F1B3 | 2 | EA | 210.16
PETE | 5711826 | 10.504.334 | FLANGE, STEEL, 10 3/4" ID, 1" THICK, 13 7/8" B.C. 8 HOLES AT 7/8" DIA FOR PETE #3 BOTTOM ASH LINE. | 203AHPGD00 | WET ASH DISCHARGE PIPING TO ASH POND AND DEWATERING BINS. |  | SB1RB4 | 1 | EA | 75
PETE | 2201259 | 10.504.336 | FLANGE, WHEEL, #356, 5" X 1 1/4". |  |  | 66261059488 | 1FA8G20 | 16 | EA | 744.48
PETE | 5005718 | 10.504.339 | FLINGER, PUMP, FOR PETE #4 CSI THICKNER SUMP PUMP, WARMAN PUMPS MODEL 40PV-SPR, RC #190-1009, SEQ. #21. | 204RBSU041 | P404-1 FGD AREA DRAINAGE SUMP PUMP, LOCATED BETWEEN 4-2 ID FAN AND "C" QUENCHER SUMP | PVR184S44 | 2FA16E47 | 1 | EA | 117.9
PETE | 5504403 | 10.504.341 | FLOOR, MILL BOTTOM, INSULATION COVER SEGMENT (W/O OPENING), JALLOY MATERIAL, FOR PETE #2, #3 & #4 ABB C-E SVCS. COAL PULVERIZERS PYRITE SECTIONS. | 203BFCM001 | 3-1 PULVERIZER *** CONFINED SPACE ENTRY *** *** FOR PYRITE SECTION ONLY - SEE NOTES PAGE 6 *** | 86-233 | SB3K2B1 | 6 | EA | 3830.58
PETE | 5301683 | 10.504.351 | FUSE, SUBMINIATURE, PLUG-IN TYPE, 5 A, 125 V, FAST-ACTING, LITTLEFUSE 272 OR EQUAL. | 203BSCN000 | UNIT 3 SOOTBLOWER CONTROLS |  | 2FA19G2 | 5 | EA | 9.25
PETE | 5002549 | 10.504.354 | FUSE, CARTRIDGE, BLADE, 200A, 600V, SEMICONDUCTOR, 1-1/2" X 5-3/4", FERRAZ SHAWMUT A060FC200AA OR EQUAL. | 204ENP0000 | UNIT 4 PRECIPITATORS (PARENT) INCLUDES CONTROLS, TR SETS, VIBRATORS, RAPPERS, DOORS, LOCKS AND HIGH VOLTAGE BUSHINGS. *********CONFINED SPACE SEE NOTES PAGE 6********* | WA56936 | 2FA21C8 | 2 | EA | 352.92
PETE | 2609697 | 10.504.357 | LAMP, INDICATING, SOL-REX, 4 WATT 130V T4 1/2 1 9/16 FOR UNIT 3 MOV-S. |  |  | H12C | 1FA5F18 | 24 | EA | 75.36
PETE | 2609691 | 10.504.362 | LAMP, NEON PILOT, 115 VAC, GLO-DOT SERIES LENS COLOR-GREEN IDI #2112A5 FORUNIT 3 ASH SYSTEM. |  |  | 2112A5 | 1FA5F8 | 22 | EA | 67.54
PETE | 5713459 | 10.504.378 | LEVER, SEAL DISC, UCC PT #2-402140-1 FOR 10" SWING DISC GATE ASSY FOR PETE#4 ASH SYSTEM. |  |  | 2-402140-1 | 4FA5F12 | 2 | EA | 679.42
PETE | 5711902 | 10.504.379 | LEVER, GATE, FOR FLYASH DIFFUSER FEEDER, USED ON PETE #3 & #4 TOP ASH SYSTEMS, PER UC PO 54674-4. | 203AHFFA01 | A-1 PRECIP HOPPER AND NUVA FEEDER | 402012-1 | 1FA3D55 | 6 | EA | 508.8
PETE | 5008071 | 10.504.386 | LINER, BEARING, FILTRATE END, FOR MAIN DRUM SHAFT, USED ON PETE #3 IUCS/CSI VACUUM FILTERS, KOMLINE-SANDERSON MODEL KDF1289. (NOTE: 2 PCS. = ONE EA. {TOP & BOTTOM HALF}) | 203RWVFFL1 | FL-1 VACUUM FILTER ***CONFINED SPACE ENTRY*** ***SEE NOTES PAGE 6*** | 38Q1111 | 2FA16I5 | 1 | EA | 745
PETE | 5013546 | 10.504.387 | LINER, CYLINDER SECTION (MIDDLE), BPC RUBBER, FOR PRIMARY HYDROCLONES, USED ON EWS #7 & PETE #3 & #5 BALL MILLS, KREBS MODEL GMAX6, S/N (EWS - G091161U THRU G091170U). | 203MSH0003 | UNIT 3 MILL SLURRY HYDROCLONE #3 | G82-45-BPC-4 | SB3A1B1 | 6 | EA | 1278
PETE | 5513270 | 10.504.392 | LINER, JOURNAL OPENING FRAME, CROWN 700, FOR PETE #3 & #4 ABB C-E SVCS. MODEL 903RP COAL PULVERIZERS, S/N 73831-73836. | 203BFCM001 | 3-1 PULVERIZER *** CONFINED SPACE ENTRY *** *** FOR PYRITE SECTION ONLY - SEE NOTES PAGE 6 *** | 94-553-N | SB3M2B1 | 3 | EA | 395.28
PETE | 5005956 | 10.504.395 | LINER, FRAME PLATE, FOR MECHANICAL SEAL PUMP, USED ON PETE #4 SCRUBBER SULFITE PUMP, WARMAN PUMPS MODEL 4/3DAH. |  |  | D3036-19MR55 | SB1CD6 | 2 | EA | 1261.58
PETE | 5003118 | 10.504.396 | LINER, GLAND SIDE, NATURAL RUBBER, FOR PETE #3 & #4 SCRUBBER MAKE-UP SLURRY PUMPS & PETE #3 & #4 IUCS/CSI THICKENER UNDERFLOW & VACUUM FILTER PUMPS, WORTHINGTON PUMP MODEL 4-R-122, SIZE P5-3A, S/N B07531586. | 203RDUFP3A | P7-3A UNDERFLOW PUMP INCLUDES PUMP, MOTOR AND CONTROLS | 2115161-005 | SB3E2D3 | 2 | EA | 2305.62
PETE | 5008351 | 10.504.403 | LINER, WALLPAPER, ALLOY C-276, 1/16" THINK X 48" WIDE X 144" LONG USED IN PETE 3 & 4 SCRUBBER SYSTEMS FOR LINING MATERIAL. DO NOT SUBSTITUTE ALLOY. | 204RBSTPH0 | PUMPHOUSE BUILDING | C-276 | SB2A1G5 | 6 | EA | 32428
PETE | 5404910 | 10.504.404 | LINK KIT, SIZE 3, FOR PETE #4, CSI, SIEMENS ALLIS MCC'S MARQ 21, REF. #09-1467-52161. MANUFACTURER PART NO. = 25-131-598-001 | 204RE00000 | UNIT 4 SCRUBBER ELECTRICAL SYSTEM | 25-131-598-001 | 4FA3E31 | 3 | EA | 28.5
PETE | 5301282 | 10.504.407 | LINK, OFFSET, FOR RETRACTABLE SOOT BLOWER MORSE, MODEL T 30MK 11E, UNIT 3. | 203BSSBL01 | L-1 LONG RETRACT T 30 MARK 2 | 60H-0/S C/L | 1FA4E10 | 2 | EA | 9.76
PETE | 5301284 | 10.504.409 | LINK, OFFSET, FOR COPES-VULCAN, MODEL MK-II, UNIT 3 MANUFACTURER PART NO =32827 | 203BSSBL01 | L-1 LONG RETRACT T 30 MARK 2 | R35HL76783 | 1FA4E11 | 17 | EA | 55.42
PETE | 5513027 | 10.504.431 | MAGNET, AMP3/RESIN COVER, FOR ALL "GO" SWITCHES INSTALLED ON PETE 3 PULVERIZER DISCHARGE GATES. | 203BFPG001 | 3-1 MILL MULTIPORT ASSEMBLY & DISCH VALVES | AMP3 | 1FA13C29 | 4 | EA | 118.99
PETE | 5207522 | 10.504.448 | MODULE, ANALOG INPUT, CONTROLLOGIX PLC, 8 CHANNEL, ANALOG INPUT MODULE, 36 PIN, ACCEPTS 8 DIFFERENT VOLTAGE/CURRENT INPUTS, I/O CARD, FOR USE ON AB CONTROLLOGIX CHASSIS, FOR UNIT 4 COOLING TOWER. |  |  | 1756-IF8 | 4FA5G7 | 1 | EA | 882.53
PETE | 5003674 | 10.504.459 | GASKET, SUCTION PIECE TO CASING, FOR PETE #3 IUCS RECLAIM WATER PUMPS, GOULDS PUMPS MODEL 3175M, 6 X 8 X 18, S/N 237B948. | 203RDRWP3A | P6-3A RECLAIM WATER PUMP INCLUDES PUMP, MOTOR AND CONTROLS | 70782-63-5127 | 2FA14G19 | 3 | EA | 29.43
PETE | 5711404 | 10.504.479 | GASKET, VALVE, 16" X 10", FOR 8" PRESSURE & VACUUM RELIEF VALVES (2-2003-3), USED ON PETE #3 & #4 BOTTOM ASH SYSTEMS, PER UC PO 54674-4. | 203AHBHH0A | UNIT 3 (A) BOTTOM ASH HOPPER ***CONFINED SPACE ENTRY*** ***SEE NOTES PAGE 6*** | SK-408432 | 1FA3A15 | 2 | EA | 56
PETE | 5613381 | 10.504.480 | GASKET FOR FISHER CONTROL VALVE MODEL 667, SIZE 40 MFG PART # 26A5322X012 S/N 9503355 | 203FW34810 | REGULATES FLOW OF HEATER DRAINS TO FEEDWATER HEATER EH3-6 ACCORDING TO FEEDWATER HEATER 3-7 LEVEL | 26A5322X012 | 1FA3D62 | 2 | EA | 447
PETE | 5711125 | 10.504.483 | GASKET, NEOPRENE, 10" X 3/16" THICK, FOR PETE BOTTOM ASH PIPING TO ASH POND, DR-1 & D4-2A CONNECTIONS (BEVEL DUR-ROK TO BEVEL DUR-ROK & BEVEL DURITE). | 202AHPGD00 | BOTTOM ASH DISCHARGE PIPING TO THE ASH POND. | 408467 | 4FA54A7 | 5 | EA | 334.22
PETE | 5701006 | 10.504.491 | GASKET, 9", CONNECTION, PETE 2&3 BAGHOUSE, UCC DWG #2-1701-4014-6. | 203BCOMP01 | UNIT 3 FABRIC FILTER COMPARTMENT #1, CONTAINS 34 ROWS OF 40 FILTER BAGS SUPPORTED ON WIRE CAGES, TOTAL OF 1360 BAGS. BAGS ARE 29.75' LONG, 5" DIAMETER. COMPARTMENTS ARE NUMBERED SO. TO NO., EAST TO WEST, S.E. IS #1, N.E.. IS #2. 2PI-FF-1801 DIFF.PRESS.GA | 17089-1 | 2FA11G30 | 4 | EA | 196.4
PETE | 5005274 | 10.504.493 | GASKET, COVER PLATE, FOR RESEARCH COTTRELL INC, MODEL MIXCO-73, PETE 4 MANUFACTURER PART NO = 125707 PSP | 204RBSMBMD | BALL MILL AREA DRAINAGE SUMP MIXER & MOTOR | 125707 PSP | 4FA4B12 | 2 | EA | 6
PETE | 5706717 | 10.504.510 | GASKET, NEOPRENE, FOR PRIMARY HYDROCLONES, USED ON PETE #4 DEWATERING MILL SLURRY, KREBS CYCLONE MODEL GMAX6-3193, S/N G115252I THRU G115262I. | 272PH15252 | PH 44-1-1 PRIMARY HYDROCLONE | G7-1022-RN | SB1GE2 | 8 | EA | 80
PETE | 5701861 | 10.504.513 | GASKET, PIPE, 8", FOR PETE #1 & #2 ASH SYSTEMS, A-S-H CONTR. #CA2345. | 204AHTKPH0 | UNIT 4 PYRITE HOLDING OR TRANSFER TANK. | K-8494-P5A1 | 1FA7B12 | 3 | EA | 132.25
PETE | 5711399 | 10.504.514 | GASKET, POKEHOLE (PRESSURIZED) {3-2715-23}, LOW TEMP, FOR PETE #3 & #4 BOTTOM ASH PYRITE HOPPERS, PER UC PO 54674-4. | 203AHBAHA0 | UNIT 3 BOTTOM ASH SYSTEM A HOPPER AND ASSOCIATED EQUIPMENT | 408052 | 1FA3C25 | 2 | EA | 143
PETE | 5702096 | 10.504.517 | GASKET, RING, RUBBER, 24" DIA., FOR ACCESS DOOR, USED ON PETE #3 & #4 BOTTOM ASH SYSTEMS, UC DWG. #3-2025-3, & DWG. #25-1189 @ HTP. | 203AHA0000 | UNIT 3 BOTTOM ASH TANK | SK-9568 | 1FA3H11 | 4 | EA | 404.42
PETE | 5004482 | 10.504.520 | GASKET, 3/16" X 1/2", SILICONE SPONGE FOR MODEL 60A/C/D, UNIT PETE 3 SCRUBBER MANUFACTURER PART NO = AC-3140-1-35 | 203RGMOD0A | FD60-A MODULE OUTLET DAMPER INCLUDES DRIVE UNIT, DAMPER, CHAIN AND ELECTRICAL CONTROLS. WIEGHT 1,560 LBS. | AC-3140-1-35 | SB3B2A6 | 105 | FT | 276.15
PETE | 5005147 | 10.504.524 | GASKET, TEFLON UPPER TURBINE ASSY, FOR CHEMINEER MIXERS, MODEL 7-HTD-25, SIZE/DESC PETE 4 MANUFACTURER PART NO = 5012-9300-152C | 204RPRFMX1 | REAGENT FEED TANK MIXER MX-404-1 | PT#9300-152C | 4FA3G6 | 3 | EA | 129.63
PETE | 5721142 | 10.504.526 | GATE, S.S. 304, FOR FABRI FIG. 37R304-8" FOR PETE #4 CSI SLIDE GATES FABRI-VALVE #06857, S/N 0718ABGF044205. | 204RDVY600 | THICKNER SLUDGE TRANSFER PP P411-2 DISC VV |  | 4FA5H25 | 1 | EA | 363.38
PETE | 5721164 | 10.504.527 | GATE, SLIDE, 8" VALVE, USED ON PETE #3 ASH HOPPER JET PULSION PUMP DISCHARGE. | 203AHPGD00 | WET ASH DISCHARGE PIPING TO ASH POND AND DEWATERING BINS. | NEWCON #8104 | 4FA5F13 | 5 | EA | 1417.3
PETE | 5513789 | 10.504.534 | GAUGE, OIL SIGHT, HELICAL GEARBOX, FOR PETE #3 & #4 STOCK EQUIP. CO. VOLUMETRIC COAL FEEDERS. | 203MB00000 | UNIT 3 AUXILIARIES | V402158.B01 | 1FA4C6 | 2 | EA | 27.88
PETE | 5706126 | 10.504.550 | GEAR, HELICAL, FOR BM-D24828 REDUCER, USED ON 24" DIA. X 13'-6" LONG MIXER, #BM-D28458, S/N 10149, FOR PETE #3 & #4 SLUDGE WASTE TREATMENT, MFT. P/N B3390. | 203RWPM000 | PUG MILL | B3390 | SB3C1A1 | 0 | EA | 0
PETE | 5513993 | 10.504.559 | NUT, LOCK, UPPER, W/ SET SCREW, STEEL, FOR VERTICAL SHAFT, USED ON PETE #3 & #4 ABB C-E SVCS. MODEL 903RP COAL PULVERIZERS, S/N 73831-73836. | 203BFCM001 | 3-1 PULVERIZER *** CONFINED SPACE ENTRY *** *** FOR PYRITE SECTION ONLY - SEE NOTES PAGE 6 *** | RL-407 | 1FA13E13 | 1 | EA | 459
PETE | 6625262 | 10.504.577 | O-RING, KIT, CONTROL PACK, CV 1-4, SV 1-2, CIV 1-2 FOR G.E. COMPANY, S/N 170X755 TURBINE, AREA PETE 4 MANUFACTURER PART NO = 115D2402G0014 |  |  | 115D2402G0014 | 2FA25G54 | 5 | EA | 201.9
PETE | 5005715 | 10.504.601 | O-RING, END COVER (35T114N246), FOR PETE #4 CSI THICKNER SUMP PUMP, WARMAN PUMPS MODEL 40PV-SPR, RC #190-1009, SEQ. #18. | 204RBSU041 | P404-1 FGD AREA DRAINAGE SUMP PUMP, LOCATED BETWEEN 4-2 ID FAN AND "C" QUENCHER SUMP | PV217S50 | 2FA16E46 | 2 | EA | 60.56
PETE | 5005183 | 10.504.603 | O-RING, FIG 21, FOR CHEMINEER MIXERS, MODEL 4-HTD-7.5, SIZE/DESC PETE MANUFACTURER PART NO = 3200-083 | 204RDDFTM0 | DISPOSAL FEED TANK MIXER | 01000-241J | 4FA2E15 | 2 | EA | 8
PETE | 5013515 | 10.504.604 | O-RING, ITEM #H110, USED ON PETE 4 SCRUBBER OXIDATION AIR COMPRESSORS. | 204OCS4402 | OXIDATION AIR COMPRESSOR SKID 2 | 89027262 | 1FA11F34 | 0 | EA | 0
PETE | 5013517 | 10.504.605 | O-RING, ITEM #T231, USED ON PETE 4 SCRUBBER OXIDATION AIR COMPRESSORS. | 204OCS4402 | OXIDATION AIR COMPRESSOR SKID 2 | 89412415 | 1FA11F33 | 0 | EA | 0
PETE | 5005419 | 10.504.607 | O-RING, NITRILE RUBBER, FOR GRACO, MODEL 203-869E, MANUFACTURER PART NO = 160-625 | 204RPBMLO0 | BALL MILL LUBE SYSTEM | 160-625 | 4FA4E7 | 1 | EA | 7.85
PETE | 5003033 | 10.504.616 | SLINGER, O-RING, ITEM 28, FOR PETE #3 SCRUBBER RECYCLE PUMPS, DENVER MODEL SRL-C, SIZE 18 X 16 X 35, S/N 01-166483. | 203RMRCPA1 | RECYCLE PUMP P1-3-A1 | 521021 | 2FA15E26 | 3 | EA | 24.63
PETE | 5305396 | 10.504.624 | EVERKOOL OIL GUN ASSEMBLY, KF = 99.57 INCHES, FOR PETE 3 & 4 BOILER IGNITION SYSTEM. | 203BFOS000 | UNIT 3 BOILER IGNITION SYSTEM | 1G-6094 | SB1KE11 | 2 | EA | 9358
PETE | 5012756 | 10.504.630 | OPERATOR, PUSH BUTTON, RED, SWITCH OPERATOR, FOR USE WITH EATON 10250T SERIES PUSH BUTTON SWITCHES, USED IN FREEDOM 2100 MCC, PETE SBS & PETE 2&3 BAGHOUSE MCC'S. | 203MCCFF3A | UNIT 3 BAGHOUSE, 480 VOLT MCC FF-3A, SEC.1/1200 AMP., SEC. 2/8-600 AMP., 65,000 AMP. SHORT CIRCUIT RATING. MAIN INCOMING FROM 480 VOLT SWGR. BUS FF3A, CUBICLE 4B | 10250T112 | 2FA21F28 | 2 | EA | 45.96
PETE | 5513924 | 10.504.633 | ORIFICE, FUEL, 17-5/8" ID, CERAMIC LINED, FOR DISCHARGE PIPING (22" OD X 21-1/4" ID), MARK 8, USED ON PETE #3 & #4 ABB C-E SVCS. MODEL 903RP COAL PULVERIZERS. | 203BFCM004 | 3-4 PULVERIZER *** CONFINED SPACE ENTRY *** *** FOR PYRITE SECTION ONLY - SEE NOTES PAGE 6 *** | 3A-5896-ACER | SB3M1D2 | 6 | EA | 16912.32
PETE | 5305232 | 10.504.638 | PACKING KIT, 3 WRAPS, FOR PETE 3 BURNER ISOLATION VALVES. | 203BFCBA00 | A CORNER BURNERS, TILTS, LINKAGE, AND DRIVE UNIT | V379144.B12 | 1FA6B15 | 2 | EA | 326
PETE | 5003666 | 10.504.642 | PACKING RING SET, 3-3/4" ID X 4-3/4" OD X 1/2", CS GARLOCK PACKMASTER 2, (5 RINGS PER SET), FOR STUFFING BOX, USED ON PETE #3 IUCS RECLAIM WATER PUMPS, GOULDS PUMPS MODEL 3175M, 6 X 8 X 18, S/N 237B948. | 203RDRWP3A | P6-3A RECLAIM WATER PUMP INCLUDES PUMP, MOTOR AND CONTROLS | PACKMASTER 2 | 2FA14F44 | 4 | ST | 268.8
PETE | 6501135 | 10.504.648 | PACKING, #8821 USED ON UNIT #3 TURBINE DRIVEN BOILER FEED PUMPS OIL PURIFIER. |  |  |  | 2FA12E60 | 4 | EA | 4.4
PETE | 5004446 | 10.504.658 | HOUSING, BUSHING, ASSY., FOR PETE #3 IUCS THICKNER RAKE, W/ CLD60 LIFTING DEVICE, EIMCO PROCESS EQUIPMENT MODEL C60B2P, S/N 76011-01. | 203RDTHD01 | THICKNER DRIVE #1 GEAR REDUCER AND MOTOR | L202316 | SB3B1B6 | 1 | EA | 648
PETE | 5005189 | 10.504.662 | HUB, TURBINE, FOR PETE #4 SCRUBBER DISPOSAL FEED TANK MIXER, CHEMINEER MIXERS MODEL 4-HTD-7.5. | 204RDDFTM0 | DISPOSAL FEED TANK MIXER | PT# 9300-145C | SB1EF7 | 1 | EA | 12542
PETE | 5004051 | 10.504.667 | IDLER, RETURN, 5" CAN X 30" WIDE, W/ 4-1/2" DROP HANGER & RETAINING RUBBER DISC, FOR PETE #3 & #4 IUCS/CSI & GYPSUM DEWATERING. | 204RWCB05A | CO-5A PRODUCT TRANS CONVEYOR. | R710-4195 | SB3D1B4 | 2 | EA | 954.25
PETE | 5714158 | 10.504.668 | IDLER, RETURN, W/ 6" STEEL CANS, URETHANE COATED, PLUS HANGERS, FOR PETE 48" COAL CONVEYOR (7A ONLY). "DO NOT SUBSTITUTE" | 266CA07ACB | 7A COAL CONVEYOR *** SEE EQUIPMENT NOTES PAGE #6 *** * CUTTING & WELDING PERMIT REQUIRED * | U3610-48 | SB3E2E1 | 12 | EA | 3921.12
PETE | 5004043 | 10.504.669 | IDLER, TROUGHING, 5" CAN X 35 DEG. X 24" WIDE, CEMA C, SEALED, FOR PETE #3 & #4 IUCS/CSI FILTER DISCHARGE & MIXER FEED CONVEYORS. | 203RWCB01A | CO-1A FILTER DISCH CONVEYOR | C3528S-24 | SB3E1B3 | 0 | EA | 0
PETE | 5003883 | 10.504.683 | IMPELLER, ASSY., W/ HUB, BLADE & SHAFT, RUBBER COVERED, DWG. #PMC-508852-1, FOR PETE #3 SCRUBBER WASTE SLURRY TANK AGITATOR, PHILADELPHIA MIXERS MODEL 508852. | 203RDWSA33 | A3-3 WASTE SLURRY TANK AGITATOR & MOTOR | Q52210 - ASSY | SB4 | 1 | EA | 20425.43
PETE | 5706856 | 10.504.686 | FLOW INDICATOR, S/N#100110579, USED AT PETE 4 GYPSUM VACUUM PUMPS "A" & "B". | 272FVP404A | FVP 44-04A DEWATERING UNIT #4 FILTER VACUUM PUMP A | MN-BSE120GM-16-32V1.0-A4XR-E-6-0D | 2FA6C8 | 1 | EA | 1003
PETE | 5608243 | 10.504.687 | LED, INDICATOR, LIGHT, PART #44A339089-001, TURBINE SUPVISORY INSTRUMENT SYSTEM S/N 170X755. |  |  | 44A339089-001 | 2FA13E28 | 1 | EA | 60.23
PETE | 5006976 | 10.504.695 | MAGNALOY COUPLING RUBBER INSERT, USED ON PETE 4, A,B&C TOWER HYDRAULIC SYSTEM. (TANK OPERATES HYDRAULIC VALVE OPERATORS) | 204RDHOS0A | A TOWER HYDRAULIC SYSTEM ,TANK OPERATES HYDRAULIC VALVE OPERATORS ON A TOWER | M270N6 | 2FA23E20 | 2 | EA | 31.37
PETE | 5013555 | 10.504.696 | INSERT, FRAME PLATE LINER, FOR HSS DEWATERING FILTER FEED PUMPS & PETE #4 DEWATERING PRIMARY HYDROCLONE & RECLAIM WATER PUMPS, WARMAN PUMPS MODEL 6/4DAH & EEAH. | 204RDDFP01 | P-406-1 DISPOSAL FEED PUMP, MOTOR & MOTOR SPACE HEATER | E4041MC76887 | SB1DC2 | 2 | EA | 4645.61
PETE | 5702912 | 10.504.697 | INSERT, NOZZLE, 9/16", FOR EWS #7 SLOPE & REAR HOPPER NOZZLES & PETE #3 BOTTOM ASH FLUSHING NOZZLES. | 203AHNZ000 | BOTTOM ASH SYSTEM FLUSHING NOZZLES | SK-7756-P4 | 1FA3E33 | 10 | EA | 325.8
PETE | 5007573 | 10.504.705 | INTEGRATOR, PNEUMATIC "COMPLETE" FOR METERING SYS, MODEL 14A, USED/AREA PETE 4 SO2, S/N 4848334 |  |  |  | 2FA23I18 | 1 | EA | 1013.09
PETE | 3910175 | 10.504.708 | INTERNAL ASSY, FOR 8" TECHNO CHECK VALVE, GLAND STEAM EXHAUSTER PETE #4. |  |  |  | 2FA23C12 | 2 | EA | 281.38
PETE | 6001627 | 10.504.710 | ISOLATOR, LOOP POWERED, 4-20 mA INPUT & OUTPUT, FOR PETE #4 3RD STAGE STEAM FLOW & PETE #2 ID FAN INLET VANE, ROCHESTER INSTRUMENTS MODEL #SC-2302. | 202IVC2100 | 2-1 ID FAN INLET VANE *** CONFINED SPACE ENTRY *** SEE NOTES PAGE 6 *** | SC-2302-1 | 2FA24F17 | 2 | EA | 430
PETE | 5721672 | 10.504.713 | JOINT, SPHERICAL, 1.75", DISC TO LEVER MOUNTING | 204AHFH39A | (39A) ECONOMIZER HOPPER AND CATEGORY'S OF THE HOPPER AND DISCHARGE VALVE | 15975 | 2FA11F20 | 2 | EA | 161
PETE | 5004057 | 10.504.714 | JOINT, EXPANSION, CONCENTRIC TAPER, 24" X 18" X 18" LONG, FILLED ARCH, EPDM TUBE, NEOPRENE COVER, POLY CORD REINFORCEMENT, STANDARD 150# DRILL FLANGES, HIGH PRESSURE RATING, W/ RETAINING RINGS. | 203RMRCPA1 | RECYCLE PUMP P1-3-A1 | 204 HP | SB1CC3 | 1 | EA | 10985.85
PETE | 5721184 | 10.504.715 | JOINT, EXPANSION, SPOOL TYPE, 12" ID X 8" FF, GARLOCK 206/HNBR, W/ KEVLAR CORD, RATED 300 DEG. F, 150# FLANGES, W/ RETAINING RINGS, FOR PETE #3 & #4 FLYASH BLOWERS. | 203AHFB001 | 3-1 FLY ASH BLOWER ASSEMBLY | 206 | SB5A1B8 | 1 | EA | 0
PETE | 5005853 | 10.504.717 | JOINT, EXPANSION, 30", EPDM, FOR PETE #4 SCRUBBER LIMESTONE SLURRY SYSTEMS, GENERAL RUBBER DWG. #MD3225, MODEL #1025 SP, RC #190-1037. | 203RMRCPD1 | RECYCLE PUMP P1-3-D1 | 206EPDM | SB1CB9 | 2 | EA | 4992.26
PETE | 5301603 | 10.504.726 | KEY, 3/16" X 3/16" X 2 1/8", ITEM 10, DWG #E-160020. FOR RW-5E RETRACT SOOT BLOWERS, UNIT #3. | 203AHFFA00 | "A" ROW PRECIP FEEDERS A-1 THRU A-8 | 004679 | 1FA4E13 | 23 | EA | 148.31
PETE | 5005727 | 10.504.741 | LABYRINTH, PUMP, FOR PETE #4 IUCS/CSI THICKNER SUMP PUMP, WARMAN PUMPS MODEL 150SV-SPR. | 204RBSU101 | P410-1 DISPOSAL AREA DRAINAGE SUMP PUMP AND MOTOR LOCATED OUTSIDE BY #4 RETURN TANK | SV062D81 | 2FA16C21 | 1 | EA | 294.9
PETE | 5706740 | 10.504.742 | LABYRINTH, WET END, FOR PETE #4 DEWATERING PRIMARY HYDROCLONE & RECLAIM WATER PUMPS, WARMAN PUMPS MODEL 6/4EEAH. | 204RDDFP01 | P-406-1 DISPOSAL FEED PUMP, MOTOR & MOTOR SPACE HEATER | EEY062D81 | 2FA6A34 | 2 | EA | 1642.03
PETE | 5617310 | 10.504.743 | LAMP, B2A-NE51H, PT #13-704-66501 FOR COAL FEEDER SECOAL NUCLEAR MONITORS,PETE 3 & 4. | 203BFCFFND | COAL FEEDER NUCLEAR COAL FLOW DEVICES ON 3-1 THRU 3-6 COAL FEEDERS **CAUTION: THESE DEVICES ARE NRC REGULATED****** *******OBSERVE PROPER HANDLING PROCEDURES******* | 13-704-66501 | 2FA11E3 | 20 | EA | 44.8
PETE | 5008013 | 10.504.748 | LAMP, PILOT, FOR DIALIGHT, MODEL PETE 4 FGD, STYLE CONTROLLER MANUFACTURERPART NO = 554-4001-411 |  |  | 554-4001-411 | 2FA24G14 | 4 | EA | 33
PETE | 5613481 | 10.504.767 | PLUG & STEM ASSEMBLY USED ON COMBUSTION AIR HEATER CONTROL VALVES, TCV124A& 124B, ON PETE #3 FISHER PART #21A5362X062 |  |  | 21A5362X062 | 1FA3I9 | 2 | EA | 10519.4
PETE | 5204017 | 10.504.783 | POSITIONER, CONTROL VALVE, ELECTROPNEUMATIC, SIPART PS2, 4-20MA CONTROL SIGNAL, HART PROTOCOL SIGNAL, SINGLE ACTING, PLASTIC HOUSING, ATTACHED MANOMETER ASSY FOR PETE 4 HOTWELL & CONDENSATE RECIRC VLVS. |  |  | 6DR5210-0EN01-0AA9-R1B | 1FA5A41 | 2 | EA | 4851.78
PETE | 6001942 | 10.504.811 | INITIATOR, PROXIMITOR #PP0013184 TYP MS4-NJ4-12GMV USED ON VIBRATION MONITORS FOR 4-2 MOTOR DRIVEN BOILER FEED PUMP HYDRAULIC COUPLING. |  |  | PP0013187 | 2FA21H33 | 1 | EA | 180.2
PETE | 5706312 | 10.504.814 | PULLEY, BEND, 12" X 32" CROWN FACE QUARRY DUTY WING, W/ XT 35 2-7/16" BUSHINGS & 43" OF 2-7/16" SHAFTING KEYED & 2 DODGE 2-7/16" DOUBLE INTERLOCK BEARINGS, FOR PETE #3 & #4 IUCS/CSI CONVEYOR, CO-5B - TU BEND/LT -- ALT. | 204RWCB05B | CO-5B PRODUCT TRANS CONVEYOR. |  | SB1SE1 | 1 | EA | 1775
PETE | 5705162 | 10.504.815 | PULLEY, DRIVE SHAFT ASSEMBLY, 24" DIA X 36" S.F. WITH 1/2" HERRINGBONE VULCANIZED RUBBER LAGGING DODGE ENGINEERED #818474-22-84 K-40 HUB, 3 15/16" BORE FOR LIMESTONE CONVEYOR 4, UNIT 4. | 204RPCVB04 | #4 LIMESTONE CONVEYOR BELT, ROLLERS |  | SB1SE9 | 1 | EA | 952.82
PETE | 5706305 | 10.504.817 | PULLEY, TAIL, 16" DIA. X 32" CROWNED FACE STANDARD DUTY (WING), W/ XT30, 2-7/16" BUSHINGS W/ 45-3/4" OF 2-7/16" SHAFTING, FOR PETE #3 & #4 IUCS/CSI 5A & 5B TRANSFER CONVEYORS. | 204RWCB05A | CO-5A PRODUCT TRANS CONVEYOR. |  | SB1DD5 | 1 | EA | 1835.39
PETE | 5706087 | 10.504.819 | PULLEY, DRIVE DRUM, 14" DIA. X 26", CROWN FACE, MINE DUTY, W/ 1/2" DIAMOND GROOVE LAGGING & XT30, 1-15/16" BUSHINGS, W/ 47-3/4" OF 1-15/16" SHAFTING, KEYED ON EACH END, FOR PETE #3 IUCS FILTER DISCHARGE CONVEYORS. | 203RWCB01A | CO-1A FILTER DISCH CONVEYOR | F-2517 | SB1SE2 | 1 | EA | 1188.22
PETE | 5513815 | 10.504.820 | PULLEY, FEEDER, HEAD, FOR PETE #3 & #4 STOCK EQUIP. CO VOLUMETRIC COAL FEEDERS, REF. S-E CO. DWG.#L-D82-49-A (1-Y508), S-E CO. SHOP ORDER #'S 5124-3-(1-6). | 203BFCF001 | 3-1 COAL FEEDER ********SEE EQUIPMENT NOTES PAGE 6 ********** ***NUCLEAR DENSITY GAGE ATTACHED TO PIPING*** | AY508-1 | SB3L2A3 | 3 | EA | 11125.14
PETE | 5225622 | 10.504.824 | BASIC REPAIR KIT, FLYGT PP MODEL #3153.185-0826, 3153.185-0120 & 3153.185-0791, USED ON PETE ABW FILTER BACKWASH SUMP PUMP & FILTER EFFLUENT RECYCLE PP & WWT BLDG OWW SUMP PUMP. | 245DGN002A | WASTE WATER TREATMENT BUILDING O.W.W. SUMP PUMP A. INCLUDES PUMP/MOTOR, CONTROLS, VALVES AND PIPING. | 6571708 |  | 0 | EA | 0
PETE | 5225615 | 10.504.825 | REPAIR KIT, ITT GOULDS PUMP MODEL #3196MTI 2X3-10 , 3196MTI 3X4-7, 3196MTI- 3X4-10, 3196MTI 3X4-8G &3196MTI 4X6-13 | 245FGDSWPA | FGD SERVICE WATER PUMP "A", INCLUDES MOTOR, COUPLING, CONTROLS, VALVES AND PIPING. FED FROM WWTP 480V MCC 3 POSITION 07A 100 AMP BREAKER | R196MTRKOZ | SB1LE8 | 5 | EA | 2377.5
PETE | 5711590 | 10.504.835 | PUMP, OIL, TUTHILL #2 LFD, W/ 1" NPT, EXTERNAL PORTS, SFT, MOD. A CCW ROT & L.H. INLET, BOTH FROM SHAFT END OF PUMP, FOR PETE #3 & #4 GARDNER-DENVER TWO-STAGE FLYASH BLOWERS CHAIN DRIVE ASSY., S/N 22220-1. |  |  | 8504709 / TUT 2LFDU-CC-A-1 | 1FA3C45 | 3 | EA | 771
PETE | 5003945 | 10.504.839 | PUMP, FILTRATE, COMPLETE, DURCO MODEL MARK III, 3X2US-13/97, S/N 388114CE-03/99, FOR PETE #3 & #4 IUCS/CSI VACUUM FILTERS. | 203RWFRP5A | P5A FILTRATE PUMP | 2K3X2US-13 | SB1NA5 | 1 | EA | 15163.09
PETE | 5706650 | 10.504.840 | PUMP, COMPLETE, W/ JOHN CRANE 5610Q MECHANICAL SEAL & SiC VS. SiC FACES, FOR PETE #3 IUCS RECLAIM WATER PUMPS (A & B), 5-VANE IMPELLER, 16.1875" DIAMETER GOULDS MODEL 3175M 6 X 8 - 18/2/4V, S/N 237B948. | 203RDRWP3A | P6-3A RECLAIM WATER PUMP INCLUDES PUMP, MOTOR AND CONTROLS | 3175M 6 X 8 -18/2/4V | SB1JF2 | 1 | EA | 42222
PETE | 5216282 | 10.504.847 | RACE, THRUST, FOR PUMP MODEL 7120HSAE, UNIT 3&4 MANUFACTURER PART NO = W0206486-000 SER NO = J2257-60 |  |  | T58CP30932 | 2FA9F23 | 15 | EA | 28.2
PETE | 5002011 | 10.504.864 | SCR MODULE, USED IN PETE 4 PRECIPITATOR PURGE AIR SYSTEM. | 204ENPRCP1 | UNIT 4 PRECIPITATOR 4-1 (SOUTH) INCLUDES CONTROLS, TR SETS, VIBRATORS, RAPPERS, DOORS, LOCKS AND HIGH VOLTAGE BUSHINGS. *********CONFINED SPACE SEE NOTES PAGE 6********* | 2007040423 | 2FA9B16 | 3 | EA | 1350
PETE | 5013009 | 10.504.868 | MOTHERBOARD FOR ULTRAFLOW 150 ENHANCED REMOTE PANEL (ERP) | 203ENEM00B | UNIT 3 SCRUBBER SO2,CO2,NOX BACK-UP C.E.M. INCLUDES SO2,CO2,NOX ANALYZERS, SAMPLE SYSTEM, DATA LOGGERS, PROBE CONTROLLER, FLOW TRANSDUCER, AND PRINTER. | 1803-2200-03 | 2FA20E2 | 2 | EA | 5463
PETE | 6407542 | 10.504.873 | MOTOR, 75 H.P., PACEMAKER, TYPE CJ4B, FRAME 365T, 3 PH, 480 V, SERV. FACT.1, 1775 RPM, USED AT I.U.C.S. ON PUGMILL AND DUCON BLOWER. | 203RWFAB00 | FLYASH BLOWER AND MOTOR (DUCON) |  |  | 0 | EA | 0
PETE | 5006864 | 10.504.874 | MOTOR, BREAKER CHARGING GEAR FOR 480V MCC UNIT PETE 4 SCRUBBER MANUFACTURER PART NO = 568B596G5 |  |  | 568B596G5 | 2FA19H39 | 4 | EA | 13040.76
PETE | 5004472 | 10.504.888 | MOTOR, BRAKE, ELECTRIC, 3/4 HP, 230/460 VAC, 1800 RPM, 56C FRAME, FACE MOUNTED, FOR PETE #3 IUCS THICKENER, EIMCO PROCESS EQUIPMENT TYPE C, MODEL C60B2P RAKE DRIVE & CLD-60 LIFTING MECHANISM, S/N 76011-01. | 203RDTHD01 | THICKNER DRIVE #1 GEAR REDUCER AND MOTOR | VEBNM3542 (1-4-13 / not applicable) | SB3B1B6 | 1 | EA | 988.08
PETE | 5003538 | 10.504.894 | MOTOR, ELECTRIC-AC, 75 HP, 1800 RPM, 365TS FRAME, 460 VAC, TEFC, FOR PETE #3 SCRUBBER RECYCLE TANKS AGITATORS & PETE #2 & #3 POWDEX BACKWASH PUMPS. |  |  | 1LE23213DB212AA3 | SB1KB5 | 1 | EA | 5135
PETE | 5301055 | 10.504.896 | MOTOR, TRAY, FOR WALL BLOWERS COPES VULCAN, MODEL RWSE, UNIT PETE 3 DOERR,3/4 HP, 230/460 VAC, 1725 RPM, D56CZ. | 203BSSBA01 | A-1 "A" ROW WALL SOOTBLOWER | 351160 | 4FA51B10 | 1 | EA | 620.39
PETE | 6406824 | 10.504.897 | MOTOR, 1800 RPM, 600 HP, 4160 V, 588S FRAME, USED ON PETE 3 FLYASH BLOWER. | 203AHFBM01 | 3-1 FLY ASH BLOWER MOTOR INCLUDES MOTOR AND CONTROLS | 1-5110-64899 | SB3Q2 | 1 | EA | 47014.2
PETE | 5007811 | 10.504.910 | MULTIPLEXER, ANALOG, FOR RESEARCH COTTRELL INC., STYLE PROGRAMABLE COMPUTER MANUFACTURER PART NO = B258-101 | 204RDVF320 | DISPOSAL FEED TANK LEVEL CONTROL VALVE RIVER WATER MAKE-UP 44-MUW-DCV-0824 | B258-101 | 4FA1C2 | 1 | EA | 1478
PETE | 5706786 | 10.504.921 | PANELVIEW PLUS 600, HMI, OPERATES ON 120 VAC, USED ON PIN PADDLE MIXER/UNLOADER CONTROL PANEL. | 203AHFU031 | 3-1 ROTARY DUSTLESS UNLOADER | 42306-55 | 2FA6H20 | 1 | EA | 1530
PETE | 5711038 | 10.504.923 | NOZZLE HOLDER O-RING WHICH GOES BETWEEN THE HOLDER & PUMP BODY | 203AHTKP01 | 3-1 PYRITE HOPPER AND CATEGORY'S OF THE HOPPER | 40636-135 | 1FA3F42 | 1 | EA | 4
PETE | 5711232 | 10.504.924 | NOZZLE, FOR 6" HYDROVEYOR (4-1601-15) AS FURNISHED ON UCC PO 54674-4 FOR ASH HANDLING SYS PETE #3. P/N 40381-2 | 203AHFAHE0 | ECONOMIZER HYDROVEYOR AND COMBINING TUBE. |  | 1FA3E17 | 7 | EA | 304.5
PETE | 5004528 | 10.504.927 | NOZZLE, DENVER PUMP HEADER, (UPPER) SPRAY NOZZLE BETE PRINT NUMBER 39212. FRP BOLTED FLANGE WITH SILICA CARBIDE NOZZLE WITH FOUR INTERNAL BAFFLES USED ON UNIT #3 SCRUBBER RECYCLE HEADERS. | 203RMNZR0A | "A" RECYCLE SPRAY NOZZLES AND PIPING. *** CONFINED SPACE ENTRY *** *** SEE NOTES PAGE 6 *** | 92875 | SB3E2E2 | 10 | EA | 18941.64
PETE | 5706890 | 10.504.928 | NOZZLE, SPRAY, 3/8" BD-2 BRASS, (DB60/DB45), USED ON PETE DUSTBOSS DUST CONTROL FANS. | 203RWDBF01 | DUST CONTROL FAN # 1 | 64-000100 | 2FA7F7 | 30 | EA | 544.8
PETE | 5009447 | 10.504.931 | NOZZLE, SPRAYING, MIST ELIMINATOR, POLYPROPYLENE (BLACK), FULLJET, 1ST STAGE BOTTOM WASH, FOR PETE #2 SCRUBBER ABSORBER TOWERS, DATA SHEET #38592. | 272MEW2100 | MIST ELIMINATOR 1ST STAGE BOTTOM WASH NOZZLE. | 38498-1-1/4HH-PP110185 | 2FA14A31 | 34 | EA | 12341.62
PETE | 5711211 | 10.504.932 | NOZZLE, WATER TIP, .88", 416 SS, FOR 4" JETPULSION PUMP, {4273-7/8}, USED ON PETE #3 & #4 BOTTOM ASH HOPPERS, DWG. #4-1602-149, PER UC PO 54674-4. | 203AHTKP01 | 3-1 PYRITE HOPPER AND CATEGORY'S OF THE HOPPER | 403016-50 | 1FA3E13 | 2 | EA | 180
PETE | 5513994 | 10.504.940 | NUT, LOCK, LOWER, FOR VERTICAL SHAFT, USED ON PETE #2, #3 & #4 ABB C-E SVCS. COAL PULVERIZERS, MODELS 823RPS & 903RP, S/N 66810-66814 / 73831-73836. | 203BFCM001 | 3-1 PULVERIZER *** CONFINED SPACE ENTRY *** *** FOR PYRITE SECTION ONLY - SEE NOTES PAGE 6 *** |  | 1FA13H6 | 3 | EA | 2846.58
PETE | 2112205 | 10.504.945 | NUT, BEARING-LOCK, SIZE- 50 MM, P/N N-10. | 203RWFRP5A | P5A FILTRATE PUMP | N-10 | 1FA9E32 | 4 | EA | 9.36
PETE | 5005650 | 10.504.957 | RESTRICTOR, LANTERN, FOR PETE #4 CSI RETURN WATER & FILTER FEED & PETE SCRUBBER MILL SLURRY & REAGENT FEED PUMPS, WARMAN MODELS 6/4EAH & 8/6EAH. | 204RDRWP01 | P412-1 RETURN WATER PUMP | E118C25 | 2FA16C32 | 0 | EA | 0
PETE | 6407389 | 10.504.974 | RING, OIL FOR 7" X 6" ID FAN MOTOR BEARINGS WEST, ID #3916, S/NS L & M SO.#86P757 & 758, L & M SO #85PO645 & 646 USED ON PETE #2 & 3. |  |  |  | 2FA6G13 | 4 | EA | 472
PETE | 5304394 | 10.504.993 | RING, FUEL INLET, 24" SLIP-ON FLANGE, VICTAULIC STYLE 77, MACHINED TO SLIP ON 22" STD. PIPE, FOR PETE #3 & #4 ABB C-E COAL PULVERIZER PIPING TO BOILER. |  |  | VICTAULIC STYLE 77 | SB1NE9 | 16 | EA | 3680
PETE | 5711429 | 10.504.994 | RING, LANTERN, FOR UCC 33" X 30" EXCEN-CRUSHER ASH GRINDERS, USED ON PETE #2, #3 & #4 BOTTOM ASH SYSTEMS. | 203AHBGG0A | UNIT 3 (A) BOTTOM ASH HOPPER GRINDER | SK-21161 | 1FA3C24 | 4 | EA | 444
PETE | 5005675 | 10.504.996 | RING, PISTON, FOR PETE #4 CSI THICKENER UNDERFLOW PUMPS & PETE #1 & #2 SCRUBBER DISPOSAL FEED PUMPS, WARMAN PUMPS MODEL 6/4DAH. | 204RDDFP02 | P-406-2 DISPOSAL FEED PUMP, MOTOR & MOTOR SPACE HEATER | D108HG01 (10-1-14) | 2FA16E44 | 4 | EA | 77.24
PETE | 5005293 | 10.505.006 | RING, RETAINING, O-RING, FOR SUMP MIXER LIGHTNING MIXER, MODEL 73Q5,USED PETE 4 MANUFACTURER PART NO = 115773 SER NO = 8313582701 | 204RBSMBMD | BALL MILL AREA DRAINAGE SUMP MIXER & MOTOR | S/N 8313582701 | 4FA4E1 | 17 | EA | 35.36
PETE | 6718038 | 10.505.019 | RING, CASING WEAR, PATT 11-158, HC-250, LAWRENCE PUMPS, MODEL DDL DOUBLE VOLUTE, SIZE 12 MANUFACTURER PART NO = C-35013 SER NO = 71511 | 203AHRWP01 | 3-1 ASH SLUICE RETURN WATER PUMP | 011-35843-002 | SB1MB10 | 1 | EA | 3606
PETE | 5305982 | 10.505.031 | ROD, SPARK, RIGID, OAL- 34", ITEM #Q03 (C), FOR SIDE WALL IGNITOR, RETROFIT, USED ON PETE #3 BOILER IGNITION SYSTEM. | 203BFIGL01 | LEVEL 1/2 IGNITORS INCLUDES A,B,C AND D CORNERS | 1502-091-034 | 1FA6A9 | 2 | EA | 4568
PETE | 5301209 | 10.505.037 | ROLLER, GEARBOX GUIDE | 204BSSBL11 | L-11 ECONOMIZER RETRACTABLE BLOWER | BE-N1-46790-US | 1FA8E49 | 4 | EA | 232.36
PETE | 5013461 | 10.505.047 | SCRAPER, HEAD PULLEY, BELT CONVEYOR, MERRICK WEIGH FEEDER, MODEL 450-36-G, S/N 30491, PETE 4 LIMESTONE PREP BLDG. | 204LSW4405 | LIMESTONE WEIGH FEEDER FOR BALLMILL 44-05 | N24197-4 | 1FA11C11 | 1 | EA | 242
PETE | 5513973 | 10.505.053 | SCREW, CAP, 1-1/4"-7 X 3", HEX SOCKET HEAD, HASTALLOY, FOR PETE #3 & #4 ABB C-E SVCS. MODEL 903RP COAL PULVERIZERS. | 203BFCM001 | 3-1 PULVERIZER *** CONFINED SPACE ENTRY *** *** FOR PYRITE SECTION ONLY - SEE NOTES PAGE 6 *** |  | 1FA25J4 | 22 | EA | 4036.12
PETE | 5513820 | 10.505.076 | PADDLE, INLET ALARM, FOR PETE #3 & #4 VOLUMETRIC COAL FEEDERS, S-E CO. SHOP ORDER #S5124-3-(1-6). | 203BFCF001 | 3-1 COAL FEEDER ********SEE EQUIPMENT NOTES PAGE 6 ********** ***NUCLEAR DENSITY GAGE ATTACHED TO PIPING*** | V409757.B01 | 2FA15H10 | 2 | EA | 133.36
PETE | 5706789 | 10.505.079 | PLC-MICROLOGIX 1100, 120/240 VAC, USED ON PIN PADDLE MIXER/UNLOADER CONTROL PANEL. | 203AHFU031 | 3-1 ROTARY DUSTLESS UNLOADER | 1763L16BWA | 2FA6B26 | 1 | EA | 580.29
PETE | 5301606 | 10.505.095 | PIN, CLEVIS, FOR COPES-VULCAN, MODEL RW-5E RETRACT SOOT BLOWER MANUFACTURER PART NO = 141997 | 203BSSBA01 | A-1 "A" ROW WALL SOOTBLOWER | 141997 | 1FA4E14 | 1 | EA | 6.95
PETE | 6625020 | 10.505.106 | PIN, #3&4 CONTROL VALVE STEM, FOR G.E. TURBINE, MODEL 170X350, UNIT PETE 2MANUFACTURER PART NO = 128Y905P0001. | 202TH00000 | UNIT 2 HIGH PRESSURE TURBINE | 128Y905P0001 | 2FA2E20 | 1 | EA | 117.31
PETE | 5004286 | 10.505.110 | PIN, FUSE, REJ. 400 AMP, SIEMENS-ALLIS #15-171-232-070 FOR PETE #4 AT I.U.C.S. ON SIEMENS-ALLIS M.C.C. #101. |  |  | 15-171-232-070 | 4FA4E15 | 1 | EA | 80.24
PETE | 5003034 | 10.505.111 | PIN, ITEM 40, CASTNG, FOR GARDNER-DENVER, MODEL SRL-C, SIZE 18X16X35 MANUFACTURER PART NO = 503908, S/N 01-166483 | 203RMRCPA1 | RECYCLE PUMP P1-3-A1 | 503908 | 2FA15B17 | 19 | EA | 1589.16
PETE | 5003253 | 10.505.112 | PINION, MAIN DRIVE, 16-TOOTH, FOR PETE #3 & #4 SCRUBBER LIMESTONE BALL MILLS, KVS MODEL 48 X 16-3/5B, S/N 758-P-75 & 1469-P-82, SIZE 10' X 18'-6". | 203RPBM000 | M2-3 BALL MILL LINERS,SCREENS,AND INTERNALS | 11G862-257 | SB1SB9 | 1 | EA | 28000
PETE | 5711824 | 10.505.118 | PIPE, ASH, 18'-0", STRAIGHT W/ FIXED FLANGES, ABRESIST LINED TO 8" I.D., 13-7/8" B.C., 8 HOLES @ 7/8" DIA., SEE POS. #6, REF. DETRICK DWG. #AB-0065, FOR PETE #2 & #3 BOTTOM ASH SYSTEMS. | 203AHPGD00 | WET ASH DISCHARGE PIPING TO ASH POND AND DEWATERING BINS. |  | SB1 RACK | 1 | EA | 1836
PETE | 5711956 | 10.505.120 | PIPE, STRAIGHT 3 FT. -1/4" W/ FIXED FLANGE 13 7/8" B.C., LINED WITH 8" I.D. ABRESIST, EPOXY POURED, REF. POS. #4 DETRICK DWG. #AB-0055 #4 DETRICKDWG. #AB-0055, FOR UNIT | 203AHPGD00 | WET ASH DISCHARGE PIPING TO ASH POND AND DEWATERING BINS. |  | SB1QF2 | 1 | EA | 671
PETE | 5721172 | 10.505.121 | PIPE, BOTTOM ASH, 12" DUR-ROK, LINED, 6'-10 1/8", UCC #174585-061002, USEDAT POSITION SDM2 FOR PETE #3 BOTTOM ASH SLURRY DENSITY SYSTEM. | 203AH00000 | UNIT 3 ASH HANDLING SYSTEM | 174585-061002 | SB1 RACK | 1 | EA | 1045
PETE | 5721023 | 10.505.122 | PIPE, DURITE, 8" DIA. X 1 FT. LONG, W/ BEVELED ENDS, FOR PETE BOTTOM ASH SYSTEMS, PER UC DWG. #514-54674-15. | 204AHTKPH0 | UNIT 4 PYRITE HOLDING OR TRANSFER TANK. | 174108-120 | SB1RE5 | 2 | EA | 574.34
PETE | 5721022 | 10.505.125 | PIPE, 8", DURITE B.E. 6-3/4", DWG. 514-54674-15 FOR UC ASH SYS., UNIT 4. | 204AHTKPH0 | UNIT 4 PYRITE HOLDING OR TRANSFER TANK. | 2-174108-70 | SB1QE11 | 1 | EA | 172
PETE | 6623890 | 10.505.139 | PLATE, LOCK, FOR HP COUPLING, (TE), USED ON PETE #3 G.E. TURBINE, S/N 170 X 583. |  |  | 0302V455P0001 | 2FA20G1 | 12 | EA | 1118.76
PETE | 5711853 | 10.505.145 | PLATE, WEAR, FOR UCC 33" X 30" EXCEN-CRUSHER ASH GRINDERS, USED ON PETE #2, #3 & #4 BOTTOM ASH SYSTEMS. | 203AHBGG0A | UNIT 3 (A) BOTTOM ASH HOPPER GRINDER | 21626 | SB1RE4 | 5 | EA | 864
PETE | 5721119 | 10.505.160 | SEAT, REPLACEMENT, 3" PLIAXSEAL ST-2 RTFE, FOR PETE ASH SYSTEMS. | 203AHPGSPD | ASH SLUICE PUMP DISCHARGE PIPING AND VALVES |  | 4FA5D18 | 15 | EA | 873.3
PETE | 5711355 | 10.505.163 | SEAT, VALVE, FOR 1-1/2" VENT VALVE (4-1952-25), USED ON PETE #3 & #4 TOP ASH SYSTEMS, PER UC PO 54674-4. | 203AHFFA01 | A-1 PRECIP HOPPER AND NUVA FEEDER | SK-190234 | 1FA3F19 | 6 | EA | 1030.69
PETE | 5721530 | 10.505.165 | SEAT, VALVE, POLYURETHANE, FOR 12" KNIFEGATE VALVE, MODEL 150W, USED ON PETE #2, #3 & #4 BOTTOM ASH DISCHARGE SYSTEMS. | 203AHVY41A | COV-2041-1 "A" ASH HOPPER DISC LINE 12" 150 W KNIFE GATE. | 191610 | 4FA56B3 | 2 | EA | 949.5
PETE | 5513264 | 10.505.171 | SEGMENT, RING, BOWL EXTENSION, FOR PETE #3 & #4 ABB C-E SVCS. MODEL 903RP COAL PULVERIZERS, S/N 73831-73836. (NOTE: 6 SEGMENTS MAKE ONE RING) | 203BFCM001 | 3-1 PULVERIZER *** CONFINED SPACE ENTRY *** *** FOR PYRITE SECTION ONLY - SEE NOTES PAGE 6 *** | 94-261 | SB3M1D1 | 12 | EA | 16669.8
PETE | 5012592 | 10.505.176 | RF LEVEL SENSOR, USED ON UNITS 1, 3 & 4, 2014, E.S.P. UPGRADE. HOPPER LEVEL DETECTOR PARTS. | 203ENP0000 | UNIT 3 PRECIPITATORS INCLUDES CONTROLS, TR SETS, VIBRATORS, RAPPERS, DOORS, LOCKS AND HIGH VOLTAGE BUSHINGS. *********CONFINED SPACE SEE NOTES PAGE 6********* | 700-0029-003-BA0-863.6-622.3 (NEW #) | 4FA50A12 | 3 | EA | 2820
PETE | 5012921 | 10.505.178 | SENSOR, TEMPERATURE THERMISTER, FOR INGERSOLL RAND MODEL R75i-A125 COMPRESSORS, USED ON PETE 2 & 3 BAGHOUSE INSTRUMENT AIR COMPRESSORS. | 203BCOMP01 | UNIT 3 FABRIC FILTER COMPARTMENT #1, CONTAINS 34 ROWS OF 40 FILTER BAGS SUPPORTED ON WIRE CAGES, TOTAL OF 1360 BAGS. BAGS ARE 29.75' LONG, 5" DIAMETER. COMPARTMENTS ARE NUMBERED SO. TO NO., EAST TO WEST, S.E. IS #1, N.E.. IS #2. 2PI-FF-1801 DIFF.PRESS.GA | 23522246 | 2FA4A16 | 2 | EA | 202
PETE | 5704975 | 10.505.190 | SHAFT, T-U BEND PULLEY, USED ON CONV #9B PIECE #1 DWG JK1955CA-169 FOR "B"COAL SYS ON UNIT #3. | 266CB09BCB | 9B COAL CONVEYOR BELT *** SEE EQUIPMENT NOTES PAGE #6 *** * CUTTING & WELDING PERMIT REQUIRED * 8 B CONVEYOR TAKE UP WEIGHT IS 9,400# |  | SB5C1B | 1 | EA | 528.29
PETE | 5005653 | 10.505.200 | SHAFT, PUMP, FOR PETE #4 IUCS/CSI RETURN WATER PUMPS, WARMAN PUMPS MODEL 8/6EAH. | 204RDRWP01 | P412-1 RETURN WATER PUMP | EAM073ME05 | SB3B1A5 | 1 | EA | 1108.8
PETE | 5003947 | 10.505.201 | SHAFT, DC-8 STEEL FOR PUMP DURIRON CO, SIZE 3 X 23 13/100, 220 GPM, 1750 RPM MANUFACTURER PART NO = CY21693AA SER NO = 180393 | 203RWFRP5A | P5A FILTRATE PUMP | CY21693AA | 2FA15G16 | 1 | EA | 898
PETE | 5006975 | 10.505.204 | SHAFT, COUPLING SET, USED ON PETE 4, A,B&C TOWER HYDRAULIC SYSTEM. (TANK OPERATES HYDRAULIC VALVE OPERATORS) | 204RDHOS0A | A TOWER HYDRAULIC SYSTEM ,TANK OPERATES HYDRAULIC VALVE OPERATORS ON A TOWER | M200-11210+M270N5+M200-02406 | 2FA23G12 | 1 | EA | 74.54
PETE | 5005125 | 10.505.209 | SHAFT, HIGH SPEED FOR MECH REAGENT FEED TANK MIXER CHEMINEER MIXERS, MODEL7-HTD-25, SIZE/DESC PETE 4 MANUFACTURER PART NO = 23270-240A | 204RPRFMX1 | REAGENT FEED TANK MIXER MX-404-1 | 23270-240A | SB3B1A5 | 1 | EA | 1917.8
PETE | 5704970 | 10.505.212 | SHAFT, T-U BEND PULLEY, USED ON CONV #8B, PIECE #1, DWG. JK1955CA-167 FOR "B" COAL SYS ON UNIT #3. | 266CB08BCB | 8B COAL CONVEYOR BELT *** SEE EQUIPMENT NOTES PAGE #6 *** * CUTTING & WELDING PERMIT REQUIRED * BEFORE ARC WELDING WITHIN 100 FEED OF DETECTOR. 8 B CONVEYOR TAKE UP WEIGHT IS 9,000# | L32ZI47021 | SB5C1B | 2 | EA | 1220
PETE | 5706475 | 10.505.213 | SHEAVE, KIT, 3" DIA., W/ BEARING, FOR DCL UN800 LOADING SPOUT, USED ON PETE #3 IUCS/CSI TRAIN FLYASH LOAD-OUT STATION, DCL MODEL UN800EV-04-22111112-P1, JOB #J015720, S/N 20578008, TAG #M007. | 203RWTLS01 | UNIT 3 FLYASH SILO DCL TRAIN LOADOUT STATION | SHEAVEASSY-UN-1 | 2FA6D7 | 1 | EA | 240
PETE | 5009955 | 10.505.215 | SHEAVE, V-BELT, SIZE 3-5V14.00, USED ON PETE 3 BALL MILL TRANSFER PUMPS. |  |  | M19RS07340 | 2FA17I10 | 1 | EA | 151.15
PETE | 5513099 | 10.505.228 | SHIM, OIL SEAL COVER, FOR WORM SHAFT, USED ON PETE #4 ABB C-E SVCS. MODEL 903RP COAL PULVERIZERS. | 204BFCM001 | 4-1 PULVERIZER *** CONFINED SPACE ENTRY *** *** FOR PYRITE SECTION ONLY - SEE NOTES PAGE 6 *** |  | 1FA12D4 | 1 | EA | 248
PETE | 5005522 | 10.505.236 | SHIM, PEDESTAL TO HOUSING, FOR PETE #4 CSI THICKNER RAKE ASSY., DENVER EQUIPMENT MODEL CRB72-D, R-C #190-0112. | 204RDTHDE0 | THICKNER DRIVE MAIN BULL GEAR | 516322 | 2FA19I16 | 2 | EA | 160.84
PETE | 5012585 | 10.505.237 | SHIM FOR RAPPER SHAFT INSULATOR, 17.5" LONG, USED ON UNIT 4, 2014, E.S.P. UPGRADE. RAPPER PARTS | 204ENP0000 | UNIT 4 PRECIPITATORS (PARENT) INCLUDES CONTROLS, TR SETS, VIBRATORS, RAPPERS, DOORS, LOCKS AND HIGH VOLTAGE BUSHINGS. *********CONFINED SPACE SEE NOTES PAGE 6********* | 40101 | 2FA4E37 | 52 | EA | 832
PETE | 6103255 | 10.505.247 | GLASS, STANDARD PLATE, 1" FOR KAYDON (BOWSER) FIG 55B 1" THREADED BODY SIZE SIGHT FLOW INDICATOR FOR PETE #1, 2, 3 & 4 PULVERIZERS. | 203BFCM001 | 3-1 PULVERIZER *** CONFINED SPACE ENTRY *** *** FOR PYRITE SECTION ONLY - SEE NOTES PAGE 6 *** | 88464 |  | 0 | EA | 0
PETE | 5706176 | 10.505.250 | SIMULATOR, DSS DIGITAL SYS, PT #19273 FOR MERRICK MODEL 460 DS WEIGHTOMOTER S/N 13532/3 (WS-1A & 1B) FILTER CAKE SCALE I.U.C.S. PETE #3. |  |  | 19273 | 1FA11F19 | 1 | EA | 888.61
PETE | 6626215 | 10.505.260 | RECTIFIER, SILICON CONTROLLED, PT.# 142218003, FOR EXIDE POWER & CONTROL BATTERY CHARGERS, UNIT 4. |  |  |  | 2FA3F7 | 3 | EA | 281.97
PETE | 5002763 | 10.505.261 | RECTIFIER, SILICON CONTROLLED, 250A, 600V, FOR PETE #3 PRECIPITATOR CONTROL CABINET, IN 3740. | 203AHTA000 | UNIT 3 TOP ASH SYSTEM | 59592-L1 | 2FA6F4 | 4 | EA | 307.73
PETE | 5706037 | 10.505.267 | REDUCER CONC 4.X 2 BELL EPOXY GREENTHREAD, USED ON EPTE 3&4 SILO UNLOADERS. | 203AHFU031 | 3-1 ROTARY DUSTLESS UNLOADER | SM023040-235-2 | 2FA15H14 | 4 | EA | 822
PETE | 5706839 | 10.505.268 | REDUCER, SHAFT MOUNT, USED ON PADDLE MIXER/UNLOADER 4050, DWG #5-6200-88-10, AT PETE 3&4 FLY ASH SILOS. | 203AHFU031 | 3-1 ROTARY DUSTLESS UNLOADER | 36664 | SB1GD11 | 1 | EA | 4504
PETE | 6626199 | 10.505.289 | RELAY, LATCHING #U6005AUXP0001 FOR #3 EHC SYS. |  |  |  | 2FA12F37 | 2 | EA | 148.36
PETE | 5413333 | 10.505.291 | RELAY, OVERCURRENT, 223T2340 - TYPE 51Y, SOLID STATE, 3 PHASE, VERY INVERSE, 4-12 AMP TIMED FOR PETE #4 - 4160 VOLT SWITCHGEAR. |  |  |  | 4FA1D8 | 1 | EA | 684
PETE | 6623663 | 10.505.296 | RELAY, SPARES, SEQ.# 89LT, CAT.# U6005APXP0001 FOR UNIT #4 TURBINE 170X755. |  |  |  | 2FA25E47 | 3 | EA | 383.49
PETE | 5608264 | 10.505.314 | RELAY, MERCURY, PART #44C371200-005, FOR TURBINE SUPV. INST. SYS, PETE #3,S/N 170X583 AND PETE #4, S/N 170X755. |  |  | 44C371200-005 | 2FA13F24 | 1 | EA | 424.84
PETE | 5216638 | 10.505.315 | RELAY, LATCH TYPE SPDT, POTTER BRUMFIELD CAT. #KBP-20AG-120 FOR MODEL ARP 10-60-917, S/N 505462/463 DIAUTOMATIC FILTER SYS ON UNIT 4 CONDENSATE POLISHING SYS. |  |  | KBP-20AG-120 | 2FA23E6 | 1 | EA | 426.03
PETE | 5404938 | 10.505.317 | RELAY, OVERLOAD, CCOLR1103, P/N 25-131-445-508 FOR PETE #4, CSI, SIEMENS ALLIS MCC'S MARQ 21, REF. #09-1467-52161. | 204RE00000 | UNIT 4 SCRUBBER ELECTRICAL SYSTEM | 25-131-445-508 | 2FA21E26 | 1 | EA | 95.81
PETE | 5004473 | 10.505.330 | RELAY, ALARM UNIT, FOR EIMCO FOUNDRY OPERATION, MODEL C60B2P, UNIT PETE 3 MANUFACTURER PART NO = 85389A | 203RDTHD01 | THICKNER DRIVE #1 GEAR REDUCER AND MOTOR | 85389A | 2FA5E8 | 3 | EA | 108.36
PETE | 6626302 | 10.505.345 | RESISTOR, 4700 OHM, 10 WATT, PT #A10B4700CA/X101AA FOR PETE #3 ALTERREX ASSOCIATED WITH TURBINE 170X583. |  |  |  | 2FA3E14 | 1 | EA | 44.95
PETE | 5002525 | 10.505.346 | RESISTOR, 750MA T/R, FOR PRECIPITATOR ENVIRONMENTAL ELEMENTS CO, UNIT 4 MANUFACTURER PART NO = PB0414D | 204ENPRCP1 | UNIT 4 PRECIPITATOR 4-1 (SOUTH) INCLUDES CONTROLS, TR SETS, VIBRATORS, RAPPERS, DOORS, LOCKS AND HIGH VOLTAGE BUSHINGS. *********CONFINED SPACE SEE NOTES PAGE 6********* | PB0414D | 2FA21E2 | 2 | EA | 21.5
PETE | 5002520 | 10.505.349 | RESISTOR, WIRE 50W, SLIDE WIRE FOR PRECIPITATOR ENVIRONMENTAL ELEMENTS CO,UNIT 4 MANUFACTURER PART NO = WA57741 | 204ENPRCP1 | UNIT 4 PRECIPITATOR 4-1 (SOUTH) INCLUDES CONTROLS, TR SETS, VIBRATORS, RAPPERS, DOORS, LOCKS AND HIGH VOLTAGE BUSHINGS. *********CONFINED SPACE SEE NOTES PAGE 6********* | WA57741 | 2FA21E1 | 1 | EA | 20.9
PETE | 5002519 | 10.505.352 | RESISTOR, 20K 3W, FOR PRECIPITATOR ENVIRONMENTAL ELEMENTS CO, UNIT 4 MANUFACTURER PART NO = WA41365 | 204ENPRCP1 | UNIT 4 PRECIPITATOR 4-1 (SOUTH) INCLUDES CONTROLS, TR SETS, VIBRATORS, RAPPERS, DOORS, LOCKS AND HIGH VOLTAGE BUSHINGS. *********CONFINED SPACE SEE NOTES PAGE 6********* | WA41365 | 2FA21E1 | 1 | EA | 14.74
PETE | 5608256 | 10.505.355 | RESISTOR, .5 W, SUPERVISORY SYSTEM, FOR G.E. TURBINE, MODEL 170X755, UNIT PETE 4 MANUFACTURER PART NO = 68A7000P101 |  |  | 68A7000P101 | 2FA13F24 | 1 | EA | 0.86
PETE | 5207181 | 10.505.370 | STEM, VALVE, P/N 78-165-1, ITEM 1.3 FOR MARLEY COOLING TOWER 18" DIA. FLOWCONTROL VALVE TOWER MODEL 674-4-12, S/N 674-12-88-73, MARLEY ORDER #12-152-76, USED ON UNIT #3. | 202WCCT000 | UNIT 2 COOLING TOWER SYSTEM | 78-165-1 | SB5A4B3 | 1 | EA | 620
PETE | 5301048 | 10.505.372 | STEM, VALVE, ASSY, FOR COPES-VULCAN, MODEL MK-IIE, UNIT 3 & 4. | 203BSSBA01 | A-1 "A" ROW WALL SOOTBLOWER | 170057 | 1FA3A1 | 5 | EA | 494.6
PETE | 5013400 | 10.505.385 | STRAINER, SUCTION, USED ON BOOSTER FANS, PETE UNIT 4 FGD, LUBE OIL SYSTEM, DWG# 23999S1, S/N P208305. | 204RFBF001 | 4-1 BOOSTER FAN, WHEEL & BEARINGS *** CONFINED SPACE ENTRY *** SEE NOTES PAGE 6 *** | SS30RV3 | 1FA11G15 | 2 | EA | 120
PETE | 5304789 | 10.505.394 | CLAMP STUD, W/ WASHER & HEX NUT, FOR DAMPER DRIVES, USED ON PETE #3 & #4 ABB C-E SVCS. BOILER COAL NOZZLES, TILTS & LINKAGE. |  |  | 745-961-BE | 1FA6F25 | 20 | EA | 680
PETE | 6625208 | 10.505.401 | STUD-TAP, VALVE, BLOWDOWN, HIGH PRESSURE LEAK-OFF, FOR PETE #3 & #4 G.E. TURBINES, S/N 170 X 583 / 755, SEQ. #680A. |  |  | 06915956P0005 | 2FA12E30 | 4 | EA | 170
PETE | 5005621 | 10.505.405 | STUD, INSERT, FOR FRAME PLATE LINER U16Z3-20CL, USED ON PETE #4 SCRUBBER WARMAN MODEL 450STL ABSORBER FEED PUMPS. | 204RMQFPA1 | P-402A-1 QUENCHER PUMP | T45026ME62 | 2FA16G24 | 12 | EA | 490.9
PETE | 5004247 | 10.505.408 | SUPPLY, AUX POWER, FOR LIMESTONE BALL MILL ALLEN BRADLEY, AREA PETE 3/4 MANUFACTURER PART NO = 1771-P2 |  |  | 1771-P2 | 2FA19I25 | 1 | EA | 406.6
PETE | 5513181 | 10.505.410 | SUPPORT, DEFLECTOR, FOR PETE COAL PULVERIZERS, ABB C-E SVCS. MODELS 683RPS, 823RPS & 903RP, DWG. #A-MP-7050. | 203BFCM001 | 3-1 PULVERIZER *** CONFINED SPACE ENTRY *** *** FOR PYRITE SECTION ONLY - SEE NOTES PAGE 6 *** | MP-7050 | 1FA13D32 | 105 | EA | 641.55
PETE | 5003684 | 10.505.415 | SWITCH, FOR FARVAL, MODEL SINGLE LINE, USED SO2 BALL MILL MANUFACTURER PART NO = FT-2503-1C8 | 203RPBMLO0 | BALL MILL LUBE SYSTEM M2-3 | FT-2503-1C8 | 2FA14F42 | 1 | EA | 169.5
PETE | 5007561 | 10.505.416 | SWITCH ASSY, FLOW, UNITED ELECTRIC PT #J403-156(9797), RC #190-2355 SEQ #1PETE 4 SO2. |  |  | J403-156(9797) | 2FA19D16 | 1 | EA | 154.26
PETE | 5501207 | 10.505.420 | SWITCH, AUXILIARY, LONG WIPE, SYMBOL M, FOR AC 4160 VOLT SWITCHGEAR USED ON PETE COAL HANDLING EQUIPMENT, P/N 14-226-593-002. |  |  |  | 2FA1E18 | 3 | EA | 96
PETE | 6804390 | 10.505.424 | SWITCH, LIMIT, 125V/2A, FOR LOCOMOTIVE ELECTRO-MOTIVE DIV/GM, MODEL SW1001MANUFACTURER PART NO = 8144845 SER NO = 816014-1. |  |  |  | 2FA20F38 | 2 | EA | 49.36
PETE | 5301671 | 10.505.430 | SWITCH, PUSHBUTTON, FOR ABB COMBUSTION ENG SVCS, MODEL CONT PNL, UNIT 3&4 MANUFACTURER PART NO = 801001 |  |  |  | 2FA19G5 | 3 | EA | 103.47
PETE | 5003306 | 10.505.431 | SWITCH, SEAL, AIR PRESSURE, FOR ANDCO, MODEL 10A/B, USED PETE 3 MANUFACTURER PART NO = PS-4 |  |  | PS-4 | 2FA14A14 | 1 | EA | 260.86
PETE | 5004283 | 10.505.438 | SWITCH, DISCONNECT , 100 AMP, SIEMENS-ALLIS #15-171-232-033 FOR PETE #4 ATI.U.C.S. ON SIEMENS-ALLIS M.C.C. #101. |  |  | 15-171-232-033 | 4FA4A5 | 1 | EA | 193.18
PETE | 5610339 | 10.505.447 | SWITCH, LIMIT, CAT. # EA 17042100, PETE #4 PULVERIZER HOT AIR GATE. | 204BFCMM01 | PULVERIZER MOTOR (4-1). INCLUDES MOTOR AND CONTROLS. | EA 17042100 | 2FA2F11 | 2 | EA | 1074.76
PETE | 5007011 | 10.505.450 | SWITCH, LIMIT, ROTOR, FOR DAMPER LOUVER ACTUATOR, LIMITORQUE MODEL H4BCSMB, TYPE 25, USED ON PETE #4 ASH SLUICE PUMPS. | 204RFBFV01 | 4-1 BOOSTER FAN VANES INCLUDES OPERATOR, LINKAGE AND CONTROLS *** CONFINED SPACE ENTRY *** SEE NOTES PAGE 6 *** | 10021 | 4FA4H8 | 1 | EA | 3405
PETE | 5007159 | 10.505.455 | SWITCH, PRESSURE, FOR UNITED ELECTRIC CONTROLS, MODEL STD25GPM, USED PETE 4 MANUFACTURER PART NO = 4303B86H024 | 204RFBFLO1 | 4-1 BOOSTER FAN LUBE OIL SYSTEM | 4303B86H024 | 4FA1D2 | 1 | EA | 230
PETE | 5610243 | 10.505.456 | SWITCH, PRESSURE, ALLEN BRADLEY 836TT254J, 0-300 PSI FOR #3 ASH SYSTEM. | 203AHBHH0A | UNIT 3 (A) BOTTOM ASH HOPPER ***CONFINED SPACE ENTRY*** ***SEE NOTES PAGE 6*** | 836TT254J | 2FA7H3 | 2 | EA | 686.74
PETE | 5706182 | 10.505.458 | SCREW, SET (1/4" - 20 NYLOCK) PT.# 121262 FOR MERRICK MODEL 460 DS WEIGHTOMOTOR S/N# 13532/3 (WS-1A & 1B) FILTER CAKE SCALE IUCS PETE 3. |  |  |  | 1FA11F22 | 6 | EA | 3.48
PETE | 7005379 | 10.505.474 | SEAL KIT, FOR FALK COUPLING, STEELFLEX TYPE 1100T10. | 203AHFB001 | 3-1 FLY ASH BLOWER ASSEMBLY | 1100T10 SEAL KIT | 1FA7F51 | 2 | EA | 68.25
PETE | 5012771 | 10.505.477 | SEAL KIT, ROD END, NORGREN AIR CYLINDER MODEL SU/07NJ0421/01C (INCLUDES ROD SEAL, WIPER & OO-RING, USED ON FOSTER WHEELER P.J.F.F. (BAGHOUSE) OUTLET DAMPER ACTUATORS. | 203BA3201Y | UNIT 3 FABRIC FILTER - COMPARTMENT 1, OUTLET DMPR 1, , 88" DIA. POPPET DMPR, 3BA3201Y; 3ZS-BA-3201O-OPEN LIMIT SW. 3ZS-BA-3201C-CLOSE LIMIT SW. 3SV-BA-3201O-OPEN SOV 3SV-BA-3201C-CLOSE SOV NORGREN 10 X 33 CYLINDER PART #'S LISTED IN NOTES | SWK-55 | 2FA21G44 | 0 | EA | 0
PETE | 5004438 | 10.505.504 | SEAL, LIP, FOR THICKENER RAKE W/CLD60 LIFTING DEV EIMCO FOUNDRY OPERATION,MODEL C60B2P, UNIT PETE 3 MANUFACTURER PART NO = 88721C SER NO = 76011-01 | 203RDTHD01 | THICKNER DRIVE #1 GEAR REDUCER AND MOTOR | 88721C | 2FA5D1 | 20 | FT | 71.6
PETE | 5225643 | 10.505.511 | SEAL, MECHANICAL, ITT GOULDS PUMP MODEL #3196LTi 3X4-13, USED ON PETE FGD RECYCLE PUMP. | 245FGDRP0A | FGD RECYCLE PUMP "A" , INCLUDES PUMP, MOTOR, COUPLING, CONTROLS, VALVES AND PIPING. FED FROM WWTP 480V MCC 3 POSITION 12E 250 AMP BREAKER | 724H666SL | 2FA18G16 | 1 | EA | 4388
PETE | 5714314 | 10.505.516 | SEAL, OIL, 1-1/4" ID X 2.441" OD X 3/8", FOR RECLAIM FEEDERS, USED ON PETE 7A COAL CONVEYOR. | 204RWFARF0 | FLYASH SILO NORTH ROTARY FEEDER | 471818 | 2FA1A7 | 2 | EA | 12.04
PETE | 5301097 | 10.505.517 | SEAL, OIL (AIR SERVICE) FOR T-30 MARK II RETRACTS PETE 3. | 203BSSBL01 | L-1 LONG RETRACT T 30 MARK 2 | 342608 | 1FA3D4 | 1 | EA | 167.46
PETE | 6718020 | 10.505.520 | SEAL, OIL, LAWRENCE PUMP P/N 7R/007-00-0120 FOR LAWRENCE SUMP PUMP S/N 71513-1,2,3,4, & 5, MODEL DD DOUBLE VOLUTE, SIZE 16 IN. FOR PETE PLANT DRAINAGE 4-1 THRU 4-4. | 203AHRWP01 | 3-1 ASH SLUICE RETURN WATER PUMP | 7R/007-00-0120 | SB5A3A6 | 5 | EA | 281
PETE | 5003960 | 10.505.523 | SEAL, PT #JM 2000-2428TN, O.B. OIL, ITEM #129, TFSR FOR DURTRON PUMP - SIZE 3 X 23 13/100, S/N 180393, 220 GPM, 1750 RPM USED AS #3 SLUDGE REMOVAL FILTRATE PUMPS. | 203RWFRP5A | P5A FILTRATE PUMP | 2Z129-TSSR | 2FA15F33 | 2 | EA | 42
PETE | 5706140 | 10.505.524 | SEAL, SHAFT, OUTPUT, REDUCER (BM-D24828), FOR 24" DIA. X 13'-6" LONG MIXER (BM-D28458), USED ON PETE #3 & #4 IUCS/CSI PUGMILLS, S/N 10149. | 203RWPM000 | PUG MILL | D4837 | 2FA15E37 | 0 | EA | 0
PETE | 5008051 | 10.505.526 | SEAL, OIL, WORM SHAFT, FOR DRUM FILTER, USED ON PETE #3 IUCS VACUUM FILTERS, KOMLINE-SANDERSON, S/N KDF1289 & 1290. | 203RWVFFL1 | FL-1 VACUUM FILTER ***CONFINED SPACE ENTRY*** ***SEE NOTES PAGE 6*** | 28Y0501-2 | 2FA16E29 | 3 | EA | 108
PETE | 5008382 | 10.505.536 | SEAL, SHAFT, FOR CSI DAY TANK AIR SLIDE FULLER-KOVAKO CONTRACT #93-60044-108 PETE 4 P/N 000-02-0-0766-86 |  |  | 000-02-00076686 | 1FA3C52 | 1 | EA | 6
PETE | 5711713 | 10.505.541 | SEAL, PISTON, ITEM #35 FOR DE ZURICK GATE VALVE MOD. 9092956 SIZE-12" BODY-304 SUPP. -100 SEAT-AM TEMP -450 C.V.-5060, AG-9&10 UNIT #3 P/N 1050692. | 203AHVYG09 | COV-2048 "AG-9" VALVE FOR ASH GOING TO IUCS. | C33RJ50288 | 1FA3D35 | 2 | EA | 88.9
PETE | 5513016 | 10.505.543 | SEAL, BLAST GATE, SIDE SEAL, FOR PETE #1, #2, #3 & #4 ABB C-E SVCS. COAL PULVERIZERS, MODELS 683RPS, 823RPS & 903RP. | 203BFBG001 | 3-1 PULVERIZER BLAST GATE (ALSO CALLED P GATE) INCLUDES GATE, SOLENOID, SWITCH, AND CYLINDERS. | DCA-1390-7-SS | SB3M2C4 | 0 | EA | 0
PETE | 5706331 | 10.505.547 | SEAL, ITEM 25, DWG. 3800S, USED ON A-103 OVERFLOW SUMP AGITATOR FOR PETE #4 CSI, MODEL 3801-S-PTO, S.O. #840041-P, S/N 830800532. | 204RWSU000 | SP101 OVERFLOW SUMP *** CONFINED SPACE ENTRY *** *** SEE NOTES PAGE 6 *** | I54ST15701 | 2FA21A27 | 1 | EA | 13.36
PETE | 5721154 | 10.505.548 | SEAL, NEOPRENE GATE, P/N PSKN-223183-1347 FOR SG-12X72-MO AS BUILT FOR PEBCO #223183 ON PETE #4 CSI FLYASH SILO SLIDE GATE. | 204RDVY600 | THICKNER SLUDGE TRANSFER PP P411-2 DISC VV | PSKN-223183-134 | SB3C2A5 | 1 | ST | 52.56
PETE | 5008385 | 10.505.560 | KIT, REPAIR, FISHER 646 TRANSDUCER FOR CSI DAY TANK AIR SLIDE FULLER-KOVAKO CONTRACT #93-60044-108 PETE 4, P/N R646X000012 |  |  | R646X000012 | 1FA3D48 | 1 | EA | 65.6
PETE | 6001022 | 10.505.563 | TRANSDUCER, VEGAMET 391, 4-20MA / HART INPUT, NO INTERFACE, WALL OR FRONT PANEL MOUNTING. |  |  | MET391.XXHXX | 2FA9G23 | 4 | EA | 3752.18
PETE | 5012929 | 10.505.565 | TRANSDUCER, VACUUM, FOR INGERSOL RAND MODEL A75i-A125 COMPRESSORS, USED ON PETE 2 & 3 BAGHOUSE INSTRUMENT AIR COMPRESSORS. | 203BCOMP01 | UNIT 3 FABRIC FILTER COMPARTMENT #1, CONTAINS 34 ROWS OF 40 FILTER BAGS SUPPORTED ON WIRE CAGES, TOTAL OF 1360 BAGS. BAGS ARE 29.75' LONG, 5" DIAMETER. COMPARTMENTS ARE NUMBERED SO. TO NO., EAST TO WEST, S.E. IS #1, N.E.. IS #2. 2PI-FF-1801 DIFF.PRESS.GA | 23700388 | 2FA4E24 | 2 | EA | 124
PETE | 6002576 | 10.505.566 | TRANSFORMER ISOLATION, FIXED RANGE G.E. CAT. #4578K60G700 FOR G.E. TYPE 550 MV/1 TRANSMITTER, USED ON UNIT #2. |  |  |  | 2FA17E44 | 1 | EA | 163.49
PETE | 5404949 | 10.505.581 | TRANSFORMER, CONTROL, 150VA, 460V PRIMARY AND 120V SECONDARY SIEMENS-ALLISCHALMERS TYPE 25-204-135-009 | 204RE00000 | UNIT 4 SCRUBBER ELECTRICAL SYSTEM | 25-204-135-009 | 2FA21A20 | 0 | EA | 0
PETE | 6006559 | 10.505.595 | TRANSMITTER, FISHER TYPE 3051C, 24 VDC 4-20 MA, VDC 4-20 MA, PRESSURE RANGE 0-15" H20 DIFFERENTIAL PRESSURE 316SS PROCESS |  |  | 3051CD1A02A1AB1E5H2D4 | 1FA1I39 | 1 | EA | 2177.8
PETE | 5503992 | 10.505.596 | TRANSMITTER, FLOW, CAMMS, CONSISTS OF 106-018-80 PWA CPU BRD, 106-019-00 PWA I/O BRD,106-020-00 PWA JUMPER BRD,108-008-00 LCD SUB ASSY, 4X20 DISPLAY,205-712-00 XFMR ASSY,206-153-00 CONNECTOR, 16 PIN 5MM PLUG, 208-050-04 TRANSDUCER, PETE 4 | 204BFCM001 | 4-1 PULVERIZER *** CONFINED SPACE ENTRY *** *** FOR PYRITE SECTION ONLY - SEE NOTES PAGE 6 *** | 06251 | 4FA1F2 | 3 | EA | 10358.8
PETE | 5607987 | 10.505.597 | TRANSMITTER, LIQUID, LEVEL, ITEM #61 ON FLSMIDTH OPERATING MANUAL DRG #575068, USED ON PETE 3&4 FILTER DRUMS. | 203RWVFFL1 | FL-1 VACUUM FILTER ***CONFINED SPACE ENTRY*** ***SEE NOTES PAGE 6*** | 573946 | 4FA56A5 | 1 | EA | 4369
PETE | 5307372 | 10.505.600 | TRANSMITTER/SENSOR, DIGITAL PRESSURE, FOR PETE #3 ID FANS. |  |  | PA3226 | 2FA8D4 | 2 | EA | 659.35
PETE | 6001382 | 10.505.601 | TRANSMITTER, TEMPERATURE, DIN B, HEAD MNT, 4-20 MA | 202ENCNII0 | UNIT 2 ENVIROMENTAL SYSTEM INSTRUMENTS AND DEVICES INCLUDES ALL ENVIROMENTAL SYSTEM MEASURING, INDICATING, RECORDING OR CONTROLLING INSTRUMENTS. (DOES NOT INCLUDE GAS MONITORING EQUIPMENT). | 444RL1U1A2NA | 2FA23C24 | 4 | EA | 2109.04
PETE | 5305420 | 10.505.609 | TUBE, COLLIMATOR FOR FLAME SCANNER ASSY ABB COMBUSTION ENG SVCS, UNIT 1-4 MANUFACTURER PART NO = C63-97268 | 203BFFSMAG | UNIT 3 FLAME SCANNER SYSTEM DETECTOR, TIPS, NOZZLES, TUBES AND ELECTRONICS | C63-97268 | 2FA25E30 | 3 | EA | 75
PETE | 5309278 | 10.505.611 | TUBE, BOILER, SEAMLESS, 2 1/2" O.D. X .180 MWT., SA-213, GRADE T22, FOR PETE #3 BOILER. |  |  |  | SB3I2H1 | 62 | FT | 515.22
PETE | 5309261 | 10.505.619 | TUBE, SEAMLESS, SUPERHEATER, FINISHING, 2-1/4" OD X .420" MWT, SA-213, GRADE T22, FOR PETE #3 BOILER. |  |  | 2.250-420-T22 | SB3I1G1 | 20 | FT | 808.4
PETE | 5309282 | 10.505.621 | TUBE, SEAMLESS, 2-1/2" OD X .134" MWT, SA-213, GRADE T11, FOR PETE #3 BOILER. |  |  | 2.500-134-T11HF | SB3I1H2 | 25 | FT | 237.5
PETE | 5302568 | 10.505.625 | LANCETUBE ASSY, FOR PETE #1 IR WALL BLOWER #26 & #37, PER C-B CONTRACT #Q-4720201. | 201BSSBR26 | IR-26 2ND ROW WALL SOOTBLOWER, 5 1/2 FLOOR. | CE-4720201-27 | SB5A4A5 | 1 | EA | 632.96
PETE | 5301117 | 10.505.626 | TUBE, LANCE, HIGH TEMP, COMPLETE WITH NOZZLE, UNITS 3&4 IK SOOTBLOWERS, POSITION 6-11, 4" OD, .280 WALL THICKNESS, STAINLESS STEEL 6330, MODEL T-30MK2E. | 203BSSBL06 | L-6 LONG RETRACT T 30 MARK 2 | CE-7330-31390-14 | SB5C2B | 2 | EA | 9598.9
PETE | 5216484 | 10.505.627 | VENT TUBE, FILTER SEPTA, FD 3100 AB FOR PETE #4 DELAVAL CONDENSATE POLISHING SYSTEM, S/N 505462, MODEL ARP10-60-917. |  |  | FD 3100 AB | 4FA50A12 | 1 | EA | 132.21
PETE | 3203036 | 10.505.628 | TUBING, STEEL, SIZE- 3/8, MIN WALL- .035 DESC- HYD STEEL | 204RMQFPA2 | P-402A-2 QUENCHER PUMP | 1659 3/8 | SB2B5B2 | 48 | FT | 205.44
PETE | 5702797 | 10.505.629 | TUBE, EXHAUSTER, COMBINING, PT. #16072-40, FOR 8" JETPULSION PUMP (3-1602-89) PER U.C. DWG. 510-54411-2E | 201AHEA000 | "A" ASH HOPPER HYDRO-EJECTOR. LOCATED AT "A" ASH HOPPER AT BOTTOM OF DOGHOUSE | 16072-40 | SB1QE1 | 3 | EA | 2806.11
PETE | 5006096 | 10.505.637 | UNION, FLARE, FOR VALVE CLARKSON VALVE, UNIT 4 PETE FGD MANUFACTURER PART NO = 2027-5-5S | 204RDVYC1A | C-1 ABSORBER FEED PUMP DISCHARGE VALVE FV402C | 2027-5-5S | 2FA19H28 | 6 | EA | 5.22
PETE | 5706244 | 10.505.645 | VALVE, RELIEF, 2-1/2", KUNKLE FIG. 337, 14 LBS. SET PRESSURE, FOR PETE #3 IUCS FLYASH SILO ROTARY FEEDER ASSY., DUCON 18" TYPE B-2, 2T-1209. | 203RWFAB00 | FLYASH BLOWER AND MOTOR (DUCON) | 0337-J-03-A-N-E-0014 | 2FA15H17 | 0 | EA | 0
PETE | 6623918 | 10.505.646 | CHARGING, ASSY, VALVE HP LEAKOFF, FOR G.E. COMPANY, S/N 170X583 TURBINE, AREA PETE 3 MANUFACTURER PART NO = 199A1066P0002 |  |  | 199A1066P0002 | SB3H2B3 | 1 | EA | 582
PETE | 5603954 | 10.505.652 | KIT, REPAIR, PT #R1061X00602 FOR FISHER VALVE 4LCV-18B UNIT 4 PETE. MANUFACTURER PART NO. = R1061X00602 | 203AHVY022 | COV-2022 PYRITE HOLDING TANK HYDROJECTOR WATER SUPPLY VALVE. | R1061X00602 | 2FA25D8 | 2 | EA | 36.4
PETE | 5305973 | 10.505.653 | KIT, VALVE REPAIR, AIR FLOW CONTROL VALVE, INCLUDES PACKING SET, BALL SEAL, GASKET, GROOVE PIN, LINED BEARING & PACKING BOX RING, ITEM #C04, FOR WARMUP GUN VALVE, USED ON PETE #3 OIL IGNITION SYSTEM. | 203BFWGL01 | WARM-UP OIL GUNS 1/2 LEVEL | 4540-220-17-KA | 1FA6E1 | 1 | LT | 617
PETE | 5004144 | 10.505.655 | KIT, SERVICE, FOR 4" RT BALL VALVE MARPAC, MODEL 4, TYPE BALL MANUFACTURERPART NO = 5815LRT | 203RDWSP3A | WASTE SLURRY PUMP P3-3-A INCLUDES PUMP, MOTOR AND CONTROLS | 5815LRT | 2FA19I32 | 4 | EA | 2093.72
PETE | 5003234 | 10.505.670 | SLEEVE, SHAFT, ALLOY 20, ITEM 126, FOR PETE #3 IUCS RECLAIM WATER PUMPS, GOULDS PUMPS MODEL 3175M, 6 X 8 X 18, S/N 237B948. | 203RDRWP3A | P6-3A RECLAIM WATER PUMP INCLUDES PUMP, MOTOR AND CONTROLS | 75750 1204 | 2FA14H5 | 2 | EA | 4838.74
PETE | 5009169 | 10.505.672 | SLEEVE, GUM RUBBER, FOR CLARKSON 8" KGD KNIFE GATE VALVE, USED ON PETE #1 & #2 SCRUBBER SUCTION & DISCHARGE VALVES. | 203RWFP02A | P2A FILTER FEED PUMP AND MOTOR (EAST PUMP) | 7396 (11-15-13) | SB3E2C1 | 3 | EA | 1045.75
PETE | 5714130 | 10.505.673 | SLEEVE, END (SQUARE SET COLLAR), PT #23458 FOR MARTIN ENGINEERING COAL HANDLING BELT SCRAPERS. | 204RWCB01A | CO-101A FILTER DISCH CONVEYOR. MCC 101 FILTER CAKE DISCHARGE CONV. CO-101A | 23458 | 2FA11E56 | 2 | EA | 37.52
PETE | 5307783 | 10.505.689 | SOLENOID, NO 21, 115V COIL, 60 HZ, FOR DECCO, MODEL PULL TYPE, UNIT PETE 4MANUFACTURER PART NO = 750 |  |  |  | 2FA25E19 | 1 | EA | 78.64
PETE | 5003690 | 10.505.694 | SPACER, FOR FARVAL, MODEL SINGLE LINE, SO2 BALL MILL MANUFACTURER PART NO = FT2509-1 | 203RPBMLO0 | BALL MILL LUBE SYSTEM M2-3 | FT2509-1 | 2FA14E43 | 11 | EA | 190.08
PETE | 5005731 | 10.505.699 | SPACER, PUMP, FOR PETE #4 IUCS/CSI THICKENER SUMP PUMP, WARMAN PUMPS MODEL 150SV-SPR. | 204RBSU101 | P410-1 DISPOSAL AREA DRAINAGE SUMP PUMP AND MOTOR LOCATED OUTSIDE BY #4 RETURN TANK | SV290E02 | 2FA16F33 | 13 | EA | 2680.25
PETE | 5305390 | 10.505.705 | SPARKPLUG, ASSY., FOR PETE #4 & EWS #50, #60, #70 ABB C-E SVCS. BOILER IGNITION SYSTEMS. (SPARKPLUG #1G-4765). | 204BFIGL01 | LEVEL 1/2 IGNITORS INCLUDES A,B,C AND D CORNERS | 1G-4727-AC | 2FA25E30 | 12 | EA | 948.36
PETE | 5713424 | 10.505.714 | SPOOL, STEEL 16 FT.-7/8" LG. (14-1/2" OD) LINED W/12" ID ABRESIST WITH FIXED FLGS. BOTH ENDS DWG. #AB-0097A & B FOR BOTTOM ASH LINE, UNIT #4. | 204AHPGD00 | BOTTOM ASH DISCHARGE PIPING. |  | SB1 RACK | 1 | EA | 985
PETE | 5713435 | 10.505.715 | SPOOL, STEEL 9-5/8" LG. (14-1/2" OD) LINED W/12" ID ABRESIST W/FIXED FLGS., DWG. #AB-0097A & B FOR BOTTOM ASH LINE, UNIT #4. | 204AHPGD00 | BOTTOM ASH DISCHARGE PIPING. |  | SB1RD10 | 1 | EA | 773
PETE | 6501136 | 10.505.719 | SPRING, #226214-43 USED ON UNIT #3 TURBINE DRIVEN BOILER FEED PUMPS OIL PURIFIER. |  |  |  | 2FA12E60 | 4 | EA | 12.6
PETE | 5003730 | 10.505.728 | SPRING, P/N 71-141-813-001, IT#52 FOR SIEMANS-ALLIS 480V SWITCHGEAR LA-600600A S/N S-84429A7 AND S-84429D5 UNIT #3 S02 |  |  | 71-141-813-001 | 2FA7F15 | 2 | EA | 4.8
PETE | 3910140 | 10.505.733 | SPRING, TORQUE T4-173 FOR CRANE TELEDYNE MOTOR OPERATED VALVES, MODEL T4-02,S/N T-1144, UNIT #1. |  |  | T4-173 | 1FA10E63 | 2 | EA | 25.16
PETE | 5003021 | 10.505.738 | SPRING, ADJUSTING, ITEM 20, FOR PETE #3 SCRUBBER WASTE SLURRY PUMPS, WORTHINGTON MODEL 8R-193, S/N B0753158, MFT. P/N 9150000002. | 203RDWSP3A | WASTE SLURRY PUMP P3-3-A INCLUDES PUMP, MOTOR AND CONTROLS | 9070029-016 | 2FA15E26 | 2 | EA | 89.61
PETE | 5706069 | 10.505.739 | SPRING, TENSION, FOR PETE #4 CSI FILTER VACUUM PUMPS, NASH ENGINEERING CO. MODEL CL3002. | 203RWVP06A | P6A FILTER VACUUM PUMP | H-0447-11 | 2FA15E58 | 5 | EA | 222.1
PETE | 6626323 | 10.505.740 | SPRING, PT #412A286P1, FOR PETE #3 ALTERREX ASSOCIATED WITH TURBINE S/N 170X583. |  |  | 412A286P1 | 2FA25E52 | 15 | EA | 154.8
PETE | 5008065 | 10.505.743 | SPRING, VALVE CENTER, FOR ROTARY VALVES, USED ON PETE #3 IUCS FL-1 & FL-2 KOMLINE-SANDERSON VACUUM FILTERS, S/N KDF-1289 (LH) & -1290 (RH). | 203RWVFFL1 | FL-1 VACUUM FILTER ***CONFINED SPACE ENTRY*** ***SEE NOTES PAGE 6*** | 07A1200 | 2FA16F26 | 2 | EA | 67.22
PETE | 5713493 | 10.505.752 | SPROCKET, 60TTH, 2.125" BORE, USED ON PETE 3&4 DUSTLESS UNLOADERS. | 203AHFU031 | 3-1 ROTARY DUSTLESS UNLOADER | 36302-29 | 4FA54B6 | 2 | EA | 1078
PETE | 5706014 | 10.505.753 | SPROCKET, GEARBOX (DRIVER), 1 1/2 BORE, 12T, 3, W/ BUSHING, FOR PETE #3 & #4 IUCS/CSI FLYASH SILO ROTARY FEEDERS, DUCON 18", TYPE B-2, (IT 1-6), NON-REVERSING, ASSY. MARK #2T-1209, T-929C. | 203RWFARF0 | FLYASH ROTARY FEEDER AND MOTOR | 80SH12 / SH x 1-1/2'' | 2FA15F51 | 2 | EA | 92.14
PETE | 5404953 | 10.505.754 | STAB ASSEMBLY, #4, 225 AMP, SIZE 4, P/N 25-118-982-508 FOR PETE #4, CSI, SIEMENS ALLIS MCC'S MARQ 21, REF. #09-1467-52161. | 204RE00000 | UNIT 4 SCRUBBER ELECTRICAL SYSTEM | 25-118-982-508 | 2FA21B20 | 1 | EA | 311.05
PETE | 5305607 | 10.505.768 | HEI WAND ASSEMBLY, INCLUDES ROD AND CERAMIC INSERTS, FOR PETE 3 &4 - 6" EDDY PLATE SIDE IGNITOR W/SCANNER. | 203BFOS000 | UNIT 3 BOILER IGNITION SYSTEM | 75-HEI-06-24 | 1FA24D5 | 1 | EA | 567.22
PETE | 6623885 | 10.505.793 | WASHER, HP OUTER SHELL, HOLES #37-50, GE PART #09119299P0012, USED FOR PETE #2 TURBINE 170X350. |  |  | 09119299P0012 | 2FA2D10 | 28 | EA | 2940
PETE | 5711820 | 10.505.799 | WEDGE, 11-5/8" ID X 16-1/2" OD, 5 DEG., SEE POS. 42, DETAIL "G", LINED W/ 12" ID ABRESIST, REF. DETRICK DWG. #AB-0055, FOR PETE #3 BOTTOM ASH SYSTEM. | 203AHPGD00 | WET ASH DISCHARGE PIPING TO ASH POND AND DEWATERING BINS. |  | SB1RD8 | 1 | EA | 376
PETE | 5721677 | 10.505.820 | WIRE, SPHERICAL JOINT RETAINER SAFETY (1 EA = 1 FOOT) | 204AHFH39A | (39A) ECONOMIZER HOPPER AND CATEGORY'S OF THE HOPPER AND DISCHARGE VALVE | 463076-2 | 2FA11F22 | 3 | EA | 3.3
PETE | 5513182 | 10.505.829 | WRENCH, ARM RACHET, 1-1/8", HEXAGONAL, FOR PETE #3 & #4 S-E CO. COAL FEEDER DOORS. | 203BFCF001 | 3-1 COAL FEEDER ********SEE EQUIPMENT NOTES PAGE 6 ********** ***NUCLEAR DENSITY GAGE ATTACHED TO PIPING*** | V382329.B01 | 1FA13D33 | 1 | EA | 476.54
PETE | 5610304 | 10.505.831 | SWITCH, PRESSURE, RANGE- 4-20 IN, FOR PETE #1 FURNACE DRAFT MONITOR & TRIPS AND FOR BLOWERS ON EWS #50 & 60 OPACITY MONITORS. DWYER P/N 1910-20 | 201BACNI00 | UNIT 1 BOILER AIR INSTRUMENTS AND DEVICES. INCLUDES ALL BOILER AIR SYSTEM MEASURING, INDICATING, RECORDING OR CONTROLLING INSTRUMENTS. | 1910-20 | 2FA8C3 | 3 | EA | 225.48
PETE | 5505715 | 10.505.838 | SWITCH, REED, FOR PETE 3A, 3B, 8A & 8B COAL CONVEYOR SAMPLERS, JOHN B. LONG PROJECT #92062. | 266CHCSS3A | 3A COAL CONV. SAMPLER **** SEE EQUIPMENT NOTES PAGE #6 **** * CUTTING & WELDING PERMIT REQUIRED * | 0065-0058 | 2FA1A9 | 9 | EA | 789.21
PETE | 5607421 | 10.505.839 | SWITCH, FLUSH, OPERATOR SELECTOR, 2 POSITION STANDARD HANDLE MAINTAINED CONTACT, CAT. #0T2S1 WITH LEGEND PLATE TO READ HAND, - AUTO. | 203AHBD001 | 3-1 DEWATERING BIN, GATES AND SCREENS | 0T2S1 & 187P032H01 (OPER & LEG PLATE) | 1FA5C23 | 4 | EA | 483.56
PETE | 5007009 | 10.505.846 | SWITCH, TORQUE, FOR LOUVER DAMPER ACTUATOR LIMITORQUE, MODEL H4BCSMB, SIZE/TYPE 25 | 204RFBFV01 | 4-1 BOOSTER FAN VANES INCLUDES OPERATOR, LINKAGE AND CONTROLS *** CONFINED SPACE ENTRY *** SEE NOTES PAGE 6 *** | LI 110501-018 | 4FA4H7 | 1 | EA | 2299.18
PETE | 5513833 | 10.505.852 | TACHOMETER, RING, FOR PETE #3 & #4 STOCK EQUIPMENT CO. VOLUMETRIC COAL FEEDERS. | 203BFCF001 | 3-1 COAL FEEDER ********SEE EQUIPMENT NOTES PAGE 6 ********** ***NUCLEAR DENSITY GAGE ATTACHED TO PIPING*** | V400568.B01 | 2FA15G7 | 1 | EA | 384
PETE | 5003644 | 10.505.869 | TEE, FIBERGLASS, 4", BELLED, ABCO P150. | 203RMPGTOA | "A" MODULE TRAPOUT TRAY PIPING AND VALVES. |  | SB3F1B3 | 3 | EA | 147.12
PETE | 5706461 | 10.505.877 | TENSIONER, CHAIN, ZINC, FOR DUAL DIRECTION HOPPER POSITIONER, USED ON PETE #3 IUCS/CSI TRAIN FLYASH LOAD-OUT STATION, DCL MODEL #HPD6X2-251-M1Q1P1, JOB #J015719, S/N 20578007, TAG #M006. | 203RWTLS01 | UNIT 3 FLYASH SILO DCL TRAIN LOADOUT STATION | 6BZ050A2 | 2FA6E11 | 4 | EA | 100
PETE | 6001930 | 10.505.896 | THERMOCOUPLE, TYPE E, MONCO TC2192-E-U-75-T-10 DIM. A=190MM BEARING 3/4 #MM0013000 USED ON VIBRATION MONITORS FOR 4-2 MOTOR DRIVEN BOILER FEED PUMP HYDRAULIC COUPLING. |  |  | MM0013000 | 2FA21G33 | 1 | EA | 18
PETE | 5002542 | 10.505.908 | THERMOSTAT, HIGH TEMP, FOR PETE #4 PRECIPITATOR, ENVIRONMENTAL ELEMENTS CO. MODEL. | 204ENPRCP1 | UNIT 4 PRECIPITATOR 4-1 (SOUTH) INCLUDES CONTROLS, TR SETS, VIBRATORS, RAPPERS, DOORS, LOCKS AND HIGH VOLTAGE BUSHINGS. *********CONFINED SPACE SEE NOTES PAGE 6********* | WA39718 | 2FA21E11 | 4 | EA | 371.88
PETE | 5003682 | 10.505.915 | TIMER, 60HZ, FOR FARVAL, MODEL SINGLE LINE AUTO SPRAY PANEL, USED SO2 BALLMILL LUBE MANUFACTURER PART NO = FT90-126-00-CA | 203RPBMLO0 | BALL MILL LUBE SYSTEM M2-3 | FT90-126-00-CA | 2FA14F41 | 1 | EA | 80.78
PETE | 5605231 | 10.505.918 | TIMER, ADJUSTABLE, FOR AUTO TIMING & CONTROLS, MODEL PETE 3, SYSTEM ASH SLURRY DENSITY MANUFACTURER PART NO = 365A42216-2 |  |  | 42216-2 | 2FA14D17 | 2 | EA | 470
PETE | 6623669 | 10.505.919 | TIMER, SPARE, SEQ. #89M6, CAT #U6014AJXP0002. FOR UNIT 4 TURBINE 170X755. |  |  | 89M6 | 2FA25F43 | 1 | EA | 736.2
PETE | 5304140 | 10.505.926 | TIP, COAL, AERO DESIGN, SPLITTER PLATE LEADING EDGE, STOODY 101HC HARDFACED, RA 253 MA STAINLESS STEEL, FOR COAL COMPARTMENT ASSEMBLIES, USED ON PETE #3 BOILER. | 203BFCBA00 | A CORNER BURNERS, TILTS, LINKAGE, AND DRIVE UNIT | IG01621-FB | SB1PC11 | 8 | EA | 62011.41
PETE | 5003943 | 10.505.944 | VALVE, DEZURICK ECCENTRIC PLUG, FIG. 130, F, 1, RS16, SIZE 1 1/4" BODY 316SS, ENDS FLANGED, PLUG RS16-NEOPRENE, PACKING BUNA, WATER SUPPLY CONTROL VALVE ON UNIT 3 S02 BALL MILL. |  |  | FIG. 130 | 4FA5B9 | 3 | EA | 7283.13
PETE | 5706808 | 10.505.960 | VALVE, FLOW CONTROL, CONDITIONING WATER AND SPRAY HOSE, 2" FP RICHTER LINED BALL VALVE, DI BODY, PTFE SEAL 150# FLANGES, PFA COATED, 1 PC BALL & STEM, USED ON PIN PADDLE MIXER/UNLOADER. | 203AHFU031 | 3-1 ROTARY DUSTLESS UNLOADER | 2'' KNA1100-T1-ST1 | 2FA6G17 | 1 | EA | 1446.24
PETE | 3907174 | 10.505.961 | VALVE, BALL, 1/2" SIZE, THREADED ENDS, 316 S.S., W/LOCKOUT HANDLE, 2000 PSI WOG, 150 PSI STEAM, PETE 3 SCRUBBER. | 203BFCM001 | 3-1 PULVERIZER *** CONFINED SPACE ENTRY *** *** FOR PYRITE SECTION ONLY - SEE NOTES PAGE 6 *** | 76-103-27 | 1FA10J32 | 24 | EA | 1210.8
PETE | 5711916 | 10.505.968 | VALVE, BUTTERFLY, 10", 300#, WAFER STYLE, 316 SS BODY & DISC, 17-4SS STEM (BARE STEM), REINFORCED TEFLON (RTFE) SEAT, FOR PETE #3 ASH SYSTEMS. | 203AHBHH0A | UNIT 3 (A) BOTTOM ASH HOPPER ***CONFINED SPACE ENTRY*** ***SEE NOTES PAGE 6*** | HPBV-100-803-6-6-TT-ST2-N | SB1BE3 | 2 | EA | 6625.03
PETE | 5711894 | 10.505.970 | VALVE, BUTTERFLY, 16", W/ WAFER BODY, DI / NYLL DISC, BUNA SEAT, COMPLETE W/ GEAR, FOR PETE #3 BOTTOM ASH SLUICE PUMPS. |  |  | 632WB4S493 | SB1BB1 | 1 | EA | 1698.82
PETE | 5711718 | 10.505.974 | VALVE, CHECK, 1/2" PIPE, BASIC DURABLA, 300# W.S.P., FOR PETE #3 & #4 TOP ASH SYSTEMS. | 203AHFFA01 | A-1 PRECIP HOPPER AND NUVA FEEDER | .50 BSS300 | 1FA3F48 | 14 | EA | 742.61
PETE | 5012636 | 10.505.982 | SOLENOID VALVE W/LIMIT SWITCHES, TOP MOUNT, ALUMINUM ENCLOSURE, TWO DPDT MECH. SWITCHES, 120 VAC DUAL COIL VALVE. USED ON FOSTER WHEELER P.J.F.F. (BAGHOUSE) BYPASS DAMPER SEAL AIR BLOWER DAMPER. | 203BA4600C | 3BA4600C - UNIT 3 FABRIC FILTER BYPASS DAMPER SEAL AIR BLOWER AND MOTOR. 3BA4700Y - SEAL AIR BLOWER DAMPER, EFFOX, 36" ROUND. 3SV-BA-4700C - CLOSE SOLENOID 3SV-BA-4700O - OPEN SOLENOID 3ZS-BA-4700C - CLOSE LIMIT SW. 3ZS-BA-4700O - OPEN LIMIT SW. | 877-NBY1B2M0400Y2VYO | 2FA21B27 | 1 | EA | 984.94
PETE | 5207178 | 10.505.984 | VALVE, DIAPHRAGM 3" ITT 3-2558-9431-TM177, DUCTILE IRON BODY & BONNET, POLYPROPYLPNE LINED TEFLON DIAPHRAM HAND WHEEL OPERATED FOR ACID FEED PUMPS ON # 2 & 3 COOLING TOWER. | 202WCAFP01 | 2-1 ACID METERING PUMP AND MOTOR AT THE COOLING TOWER ACID BUILDING | 3-2558-TM-943 | 4FA56B2 | 1 | EA | 1433
PETE | 5601175 | 10.505.985 | VALVE, EQUALIZING 6000 PSI AT 200 DEG F AND 4000 PSI AT 500 DEG F, BODY 316 SS, USED ON PETE 3 & 4 PNEUMATIC INSTRUMENTATION. |  |  | M1VIS-4 | 2FA17A16 | 2 | EA | 521.14
PETE | 5711985 | 10.505.995 | VALVE, KNIFEGATE, 4", W/ 316 SS BODY, STELLITE SEAT, CHROME GATE, TEFLON PACKING, 10 POS. HANDWHEEL, MAX. PRESS. 150# CWP, FOR PETE BOTTOM ASH SYSTEMS. (INSTALL IN REVERSE POSITION). | 203AHSWP01 | 3-1 ASH SLUICE PUMP | KGV-040-93-HW | 4FA55B2 | 3 | EA | 5306.25
PETE | 5721019 | 10.505.999 | VALVE, KNIFEGATE, 8", W/ 6" AIR CYLINDER OPERATOR, FOR PETE #4 BOTTOM ASH SYSTEM, UCC DWG.# 5-1901-6. | 203RWFARF0 | FLYASH ROTARY FEEDER AND MOTOR | 93334227 | SB1BB2 | 1 | EA | 2179
PETE | 3911014 | 10.506.002 | VALVE, PLUG, 3" 150# TUFLINE FLANGED #061 DUCTILE IRON BODY, FEP, 300 DEG MAX, TEFLON LINED BODY & PLUG FOR ACID PIPING IN WATER TREATMENT PLANT, PETE #1, 2 & 3. | 203RMPATK0 | SULFER EMULSION TANK | 061-1-P6-1-P6-WY | 4FA56B2 | 2 | EA | 1492.3
PETE | 3906141 | 10.506.007 | VALVE, RELIEF, AIR, SET/RANGE- 15, SIZE- 2.5, CAPACITY 1425 SCFM, FOR BIN DIFFUSER BLOWERS PETE 4 SLUDGE DISPOSAL. | 204AHFBS01 | 4-1 FLY ASH SILO FLUIDIZING BLOWER | 6252-FLJ01 | SB3E2B3 | 2 | EA | 3206.68
PETE | 5006972 | 10.506.008 | RELIEF VALVE, VICKERS, 500-2000 PSI, ITEM 572265, USED ON PETE 4, A,B&C TOWER HYDRAULIC SYSTEM. (TANK OPERATES HYDRAULIC VALVE OPERATORS) | 204RDHOS0A | A TOWER HYDRAULIC SYSTEM ,TANK OPERATES HYDRAULIC VALVE OPERATORS ON A TOWER | CS-06-C-50 | 2FA23I23 | 2 | EA | 551.6
PETE | 3914045 | 10.506.013 | VALVE, SOLENOID, RTNG/MATL- 120AC MANUFACTURER PART NO. = 8345-E-1 | 203RPPSM00 | UNIT #3 BALLMILL PARTICLE SIZE MONITOR DENSITY AND GRIND SIZE DEVICE AND TRANSMITTER. | 8345-G-1 | 1FA10A21 | 5 | EA | 910.82
PETE | 3914811 | 10.506.014 | VALVE, SOLENOID, VOLTS/AMPS- 125VDC, INCLUDES AUTOMATIC VALVE # 407B67Y3Y3-ABA AND BASE #A6331-075 | 203BFBG001 | 3-1 PULVERIZER BLAST GATE (ALSO CALLED P GATE) INCLUDES GATE, SOLENOID, SWITCH, AND CYLINDERS. | 407B67Y3Y3-ABA & A6331-075 | 1FA12C8 | 3 | EA | 1551.12
PETE | 3914800 | 10.506.016 | VALVE, SOLENOID, VOLTS/AMPS- 120AC MANUFACTURER PART NO. = 8344G74MO | 203AHBD002 | 3-2 DEWATERING BIN, GATES AND SCREENS | 8344G74MO | 1FA10K18 | 5 | EA | 2889.53
PETE | 5006080 | 10.506.018 | VALVE, FOUR-WAY, 1/4" DIRECTIONAL CONTROL, 110/115 VAC, 50/60 HZ, FOR PETE SCRUBBER ABSORBER PUMPS. | 204RDHOP01 | P416-1 HYDRAULIC OIL PUMP AND MOTOR | 9810232070 | 4FA3C5 | 2 | EA | 1784.67
PETE | 5711965 | 10.506.025 | VALVE, SOLENOID, 3/8", 4-WAY (120V-60HZ), FOR SLIDE GATES, USED ON PETE #2-3 & #2-4 PRECIPITATOR FLYASH HOPPERS, PER A-S-H REF. A80-1003, DWG. #2-4597B. | 203AHFFA01 | A-1 PRECIP HOPPER AND NUVA FEEDER | EF8342G003MS | 1FA10C29 | 2 | EA | 751.94
PETE | 5701020 | 10.506.029 | VALVE, 3/4" SWING CHECK, 45 DEG, TYPE, PETE 2&3 BAGHOUSE. | 203BCOMP01 | UNIT 3 FABRIC FILTER COMPARTMENT #1, CONTAINS 34 ROWS OF 40 FILTER BAGS SUPPORTED ON WIRE CAGES, TOTAL OF 1360 BAGS. BAGS ARE 29.75' LONG, 5" DIAMETER. COMPARTMENTS ARE NUMBERED SO. TO NO., EAST TO WEST, S.E. IS #1, N.E.. IS #2. 2PI-FF-1801 DIFF.PRESS.GA | 190002-12 | 2FA11E57 | 1 | EA | 67
PETE | 5721026 | 10.506.343 | ADAPTER, NOZZLE, 8", WITH 3/4" 316 SS NOZZLE, UC DWG SK-1845-1. USED ON ECONOMIZER ASH SYSTEM, UNIT 4. | 204AHTKPH0 | UNIT 4 PYRITE HOLDING OR TRANSFER TANK. | 1845-92 | 4FA53B4 | 1 | EA | 1018
PETE | 5706039 | 10.506.344 | ADAPTER, 1" SPIG X MNPT EPOXY GRN THD, USED ON PETE 3&4 SILO UNLOADERS. | 203AHFU031 | 3-1 ROTARY DUSTLESS UNLOADER | SM022010-192-0 | 2FA15E29 | 4 | EA | 98
PETE | 5711829 | 10.506.349 | ADAPTOR, FLANGE, STEEL, 11-5/8" ID, 1" THICK, 17-1/2" B.C., 12 HOLES DRILL & TAP FOR 3/4" DIA. BOLTS, SEE POS. 31, DETAIL "F" ON DETRICK DWG. #AB-0055, FOR PETE #3 BOTTOM ASH SYSTEM. | 203AHPGBV1 | COV-2052, (BV-1) TOP ASH WET TO BOTTOM ASH. LOCATED NORTH OF "C" ASH HOPPER 1ST FL |  | SB5A2A1 | 1 | EA | 213
PETE | 5706040 | 10.506.351 | ADHESIVE, 6.5 OZ, EPOXY, APPROX. NUMBER OF JOINTS PER KIT: 1"-45, 1.5"-15, 2"-21, 3"-15, 4"-8, 6"-5, 8"-3, 10"-2, 12"-1, USED ON PETE 3&4 SILO UNLOADAERS. | 203AHFU031 | 3-1 ROTARY DUSTLESS UNLOADER | SMDS-8014 | 2FA15B14 | 3 | CAN | 69
PETE | 5706549 | 10.506.357 | CRANKTHROW, AGITATOR, FOR FILTER DRUM VAT AGITATOR, USED ON PETE #4 CSI VACUUM FILTERS, FL-101 & FL-102, DORR-OLIVER S/N CSP0000252-1. | 204RWVFFA1 | FL-101 VACUUM FILTER AGITATOR | 450298F | 2FA1C30 | 1 | EA | 1184
PETE | 5002505 | 10.506.361 | AMMETER, AC,500 MA, T/R (M3) FOR UNIT 4 PRECIPITATOR MANUFACTURER PART NO = WA42147 | 204ENPRCP1 | UNIT 4 PRECIPITATOR 4-1 (SOUTH) INCLUDES CONTROLS, TR SETS, VIBRATORS, RAPPERS, DOORS, LOCKS AND HIGH VOLTAGE BUSHINGS. *********CONFINED SPACE SEE NOTES PAGE 6********* | WA42147 | 2FA21E5 | 2 | EA | 204.72
PETE | 5305043 | 10.506.369 | ANALYZER, EXACTA FLAME SIGNAL, FOR PETE #2, #3 & #4 ABB C-E SVCS. BOILER IGNITION SYSTEMS. | 204BFOS000 | UNIT 4 BOILER IGNITION SYSTEM. | EPSD-0375-1108 | 2FA11E2 | 2 | EA | 3588.72
PETE | 5711371 | 10.506.375 | ANGLE, R.H. GUIDE 1-20278 FOR 24" X 24" ASH SLUICE GATE (5-2001-82) AS FURNISHED ON U.C.C. P.O. 5467404 FOR ASH HANDLING SYS PETE #3. | 203AHBD001 | 3-1 DEWATERING BIN, GATES AND SCREENS |  | SB5A1A7 | 2 | EA | 2816.66
PETE | 5225632 | 10.506.378 | ZINC ANODE SET, FLYGT PUMP MODEL #3153.185-5381 & 3153.185-5380, USED ON PETE SLUDGE DECANT SUMP PUMP & SLUDGE PIT FORWARDING PUMP & PETE 3 FGD TRENCH COLLECTION SUMP PUMP. | 245FGTCSPA | UNIT 3 FGD TRENCH COLLECTION SUMP PUMP "A" INCLUDES PUMP/MOTOR, CONTROLS, VALVES AND PIPING. FED FROM. | 6715603 | 2FA18G1 | 3 | EA | 1059
PETE | 5706468 | 10.506.387 | LEVER ARM, 13", LIMIT SWITCH, FOR DUAL DIRECTION HOPPER POSITIONER, USED ON PETE #3 IUCS TRAIN FLYASH LOAD-OUT STATION, DCL MODEL #HPD6X2-251-M1Q1P1, JOB #J015719, S/N 20578007, TAG #M006. | 203RWTLS01 | UNIT 3 FLYASH SILO DCL TRAIN LOADOUT STATION | LSZ54N | 2FA6F13 | 1 | EA | 19
PETE | 5002580 | 10.506.395 | ARRESTOR, LIGHTNING, FOR PRECIPITATOR WESTINGHOUSE ELECTRIC, UNIT PETE 4 MANUFACTURER PART NO = 6324026A01 | 204ENPRCP1 | UNIT 4 PRECIPITATOR 4-1 (SOUTH) INCLUDES CONTROLS, TR SETS, VIBRATORS, RAPPERS, DOORS, LOCKS AND HIGH VOLTAGE BUSHINGS. *********CONFINED SPACE SEE NOTES PAGE 6********* | 6324026A01 | 2FA21F4 | 3 | EA | 64.59
PETE | 5004340 | 10.506.409 | AUGER, CONVEYOR SHAFT, FOR LIME WEIGH FEEDER ACRISON INC, MODEL 203B105ZN MANUFACTURER PART NO = 412 SER NO = 65968 | 203RPWFB00 | LIMESTONE WF BELT, REDUCER, & ROLLERS M1-3. | 412 | 4FA3E21 | 1 | EA | 27.73
PETE | 6001550 | 10.506.411 | BACKPLANE, 16 CHANNEL, FOR COMPUTER INPUT CABINET UMAC, MODEL 3B01, UNIT EWS 7/PETE 4 MANUFACTURER PART NO = 3B01 |  |  | 3B01 | 2FA24A19 | 1 | EA | 525
PETE | 5004367 | 10.506.413 | BAG, FILTER, 16 OZ. POLYESTER FELT, W/ S.S. GROUND WIRE, FOR PETE #3 & #4 IUCS/CSI QUICK LIME DAYTANK DUST COLLECTORS, FLEX-KLEEN FILTER MODEL 100-BVBC-16 (II G). | 204RWLDDC0 | ADDITIVE BIN DUST COLLECTOR | 100-BVBC-16 | SB1CC7 | 192 | EA | 2225.28
PETE | 5706811 | 10.506.414 | FILTER BAG, BIN VENT, (225 MAKES A COMPLETE SET) FOR PETE 3&4 FLY ASH SILO BIN VENT FILTERS. | 203AHFSDC0 | UNIT 3 FLYASH SILO DUST COLLECTOR *** CONFINED SPACE ENTRY *** | 913592 | SB5FLOOR | 225 | EA | 34427.64
PETE | 5701147 | 10.506.415 | BAG, FILTER, 96" LONG, 16 OZ POLY , FOR THE DRY ASH SEPARATOR ON PETE 2&3 BAGHOUSE ASH SYSTEM. (84 IS A COMPLETE SET) | 203BCOMP01 | UNIT 3 FABRIC FILTER COMPARTMENT #1, CONTAINS 34 ROWS OF 40 FILTER BAGS SUPPORTED ON WIRE CAGES, TOTAL OF 1360 BAGS. BAGS ARE 29.75' LONG, 5" DIAMETER. COMPARTMENTS ARE NUMBERED SO. TO NO., EAST TO WEST, S.E. IS #1, N.E.. IS #2. 2PI-FF-1801 DIFF.PRESS.GA | 32615-6 | SB1KA3 | 168 | EA | 2759.64
PETE | 5004603 | 10.506.434 | CROSSBAR, ONLY,FIBERGLASS TECTRON ENGINEERING METAL DETECTOR MANUFACTURER PART NO = P-507-1 | 204RPCVBMD | LIMESTONE CONVEYOR METAL DETECTOR SHUTS #2 LIMESTONE BELT DOWN IF METAL IS DETECTED | P-507-1 | SB3C1B6 | 1 | EA | 65
PETE | 5005786 | 10.506.436 | BAR, LIFTER, 46" LONG, FOR SHELL LINING, ITEM 18, MARK #R-50-0426-3-08, USED ON PETE #3 & #4 SCRUBBER LIMESTONE BALL MILLS. | 203RPBM000 | M2-3 BALL MILL LINERS,SCREENS,AND INTERNALS | Q151337 | SB3K1B8 | 0 | EA | 0
PETE | 5207180 | 10.506.439 | BAR, OPERATING, ITEM 1.2, 18" & 20" DIA FLOW CONTROL VALVE, USED ON MARLEY COOLING TOWER MODEL 674-4-12 S/N 674-12-88-73 DRAWING NO = 44-1887-1, UNITS 2, 3, & 4. | 202WCCT000 | UNIT 2 COOLING TOWER SYSTEM | D25370 | SB5A4B3 | 1 | EA | 153
PETE | 5013504 | 10.506.540 | BEARING, JOURNAL - ITEM #T208, USED ON PETE 4 SCRUBBER OXIDATION AIR COMPRESSORS. | 204OCS4402 | OXIDATION AIR COMPRESSOR SKID 2 | GL400T030 | 1FA11G18 | 1 | EA | 15368
PETE | 5003195 | 10.506.545 | BEARING, PILLOW BLOCK, 1-15/16" BORE, 2-HOLE, FOR PETE #3 SCRUBBER LIMESTONE SCALE FEEDER SPROCKET, THAYER SCALE MODEL M18TMISER 1200-982. | 203RPWFB00 | LIMESTONE WF BELT, REDUCER, & ROLLERS M1-3. | P3U231N | 2FA14B5 | 2 | EA | 194.44
PETE | 5706277 | 10.506.546 | BEARING, PILLOW BLOCK, DOUBLE-INTERLOCK, 2-7/16" BORE, 2-BOLT, 10" BOLT-HOLE CENTER, TAPERED ROLLER BEARING, NON-EXPANSION, 7-7/8" OVERALL HEIGHT. (DODGE / DO NOT SUBSTITUTE) | 204RWCB05A | CO-5A PRODUCT TRANS CONVEYOR. | 060164 | 4FA55B8 | 2 | EA | 3236.87
PETE | 5013453 | 10.506.547 | BEARING, PILLOW BLOCK, 2.9375 ID, DRIVE PULLEY BEARING, USED ON MERRICK WEIGH FEEDER, MODEL 450-36-G, S/N 30491, PETE 4 LIMESTONE PREP BLDG. | 204LSW4405 | LIMESTONE WEIGH FEEDER FOR BALLMILL 44-05 | SY2.15/16TF | 1FA11H10 | 2 | EA | 1374.55
PETE | 5005454 | 10.506.548 | BEARING, PILLOW BLOCK, 2-BOLT / FIXED, 2-15/16" BORE, NORMAL DUTY, 4-9/16" OVERALL HEIGHT. | 204RPWF000 | LIMESTONE WEIGH FEEDER WF-401. | ZA2115 | 4FA2I14 | 5 | EA | 983.65
PETE | 5704731 | 10.506.550 | BEARING, PILLOW BLOCK, 4-BOLT, 3-15/16" BORE, 13-1/2" BOLT HOLE CENTER, SPHERICAL ROLLER BEARING, SPLIT CAST IRON HOUSING, 9-5/8" OVERALL HEIGHT. (LINK BELT / DO NOT SUBSTITUTE) | 204RPCVM01 | #1 LIMESTONE CONVEYOR MOTOR INCLUDES MOTOR AND CONTROLS. | SAF22522X3-15/16 | SB1FE4 | 4 | EA | 5050.67
PETE | 7003602 | 10.506.551 | BEARING, PILLOW BLOCK, 4-BOLT, 4-15/16" BORE, 16-1/2" BOLT HOLE CENTER, SPHERICAL ROLLER BEARING, SPLIT CAST IRON HOUSING, 11-13/16" OVERALL HEIGHT. (LINK BELT / DO NOT SUBSTITUTE) | 266CB07BCB | 7B COAL CONVEYOR BELT *** SEE EQUIPMENT NOTES PAGE #6 *** * CUTTING & WELDING PERMIT REPUIRED * | PLB6879FR | SB1FD3 | 4 | EA | 6585.72
PETE | 5721520 | 10.506.552 | BEARING, PILLOW BLOCK / SPLIT, HELD END, FOR V-BELT DRIVE, USED ON PETE #3 & #4 FLYASH BLOWERS. | 203AHFB001 | 3-1 FLY ASH BLOWER ASSEMBLY | SIBCH300HD | 4FA56A4 | 0 | EA | 0
PETE | 5706612 | 10.506.553 | BEARING, PILLOW BLOCK, 200 MM, W/ LABYRINTH SEAL, FOR DRIVE END ON DRIVE PULLEY, USED ON PETE #4 DEWATERING BELT FILTER, EIMCO MODEL 3M65 EXTRACTOR, S/N CSP0000326-01/02. | 272GDF0400 | GDF 44-04 GYPSUM DEWATERING FILTER | 572110 | SB1DD1 | 1 | EA | 6130
PETE | 5005695 | 10.506.555 | BEARING, DRIVE END, FOR PETE #4 CSI THICKENER SUMP PUMPS, WARMAN PUMPS MODEL 100RV-SPR. | 204RBSU042 | P404-2 FGD AREA DRAINAGE SUMP PUMP. | R009D-1 | 2FA16B23 | 3 | EA | 1512.42
PETE | 5513707 | 10.506.558 | BEARING, UPPER RADIAL, "TIGHT FIT", FOR PETE #3 & #4 ABB C-E SVCS. MODEL 903RP COAL PULVERIZERS. | 203BFCM001 | 3-1 PULVERIZER *** CONFINED SPACE ENTRY *** *** FOR PYRITE SECTION ONLY - SEE NOTES PAGE 6 *** | MP-10431 | SB3M1A3 | 1 | EA | 10756.9
PETE | 5005314 | 10.506.564 | BEARING, CYLINDRICAL ROLLER, FOR DUECHTING PUMP MODEL MCC 500-800, USED ON PETE #4 SCRUBBER ABSORBER FEED PUMP. |  |  | 5.101151 / NU 2326 ECMA (FAG ???) | SB4FLOOR | 3 | EA | 7015.48
PETE | 5004441 | 10.506.565 | BEARING, ROLLER, CYLINDRICAL, 95MM ID, FOR PETE #3 IUCS THICKENER RAKE, W/ CLD60 LIFTING DEVICE, EIMCO PROCESS EQUIPMENT MODEL C60B2P, S/N 76011-01. | 203RDTHD01 | THICKNER DRIVE #1 GEAR REDUCER AND MOTOR | NU319E.M1.C3 | 2FA14D2 | 1 | EA | 1045
PETE | 5005276 | 10.506.567 | BEARING,ROLLER,2.338 IN BORE,100 MM OD,25 MM WIDTH SOLID TYPE, WITHOUT INNER RACE | 204RBSMBMD | BALL MILL AREA DRAINAGE SUMP MIXER & MOTOR | B65DX38760 | 4FA4E13 | 1 | EA | 33.29
PETE | 5004440 | 10.506.568 | BEARING, ROLLER, SPHERICAL, 150MM ID, FOR PETE #3 IUCS THICKENER RAKE, W/ CLD60 LIFTING DEVICE, EIMCO PROCESS EQUIPMENT MODEL C60B2P, S/N 76011-01. | 203RDTHD01 | THICKNER DRIVE #1 GEAR REDUCER AND MOTOR | NACHI 23030E W33 | 2FA14I1 | 1 | EA | 1560
PETE | 5513036 | 10.506.569 | BEARING, TAPERED ROLLER, FOR SECONDARY WORM GEAR REDUCER, USED ON PETE #3 & #4 GRAVIMETRIC COAL FEEDERS, STOCK EQUIPMENT CO. MODEL 8224A. | 203BFCF001 | 3-1 COAL FEEDER ********SEE EQUIPMENT NOTES PAGE 6 ********** ***NUCLEAR DENSITY GAGE ATTACHED TO PIPING*** | 44150 | 2FA6F21 | 4 | EA | 124.16
PETE | 5301235 | 10.506.578 | BEARING, BALL, RADIAL, SINGLE ROW, 1/2" BORE, BANDED, {SERVES AS DUST SHIELD}, UNGROUND. | 203BSSBL01 | L-1 LONG RETRACT T 30 MARK 2 | 603-1/4V | 1FA3F11 | 10 | EA | 25.5
PETE | 5503923 | 10.506.586 | BEARING, THRUST, WORM SHAFT, FOR PETE #2, #3 & #4 & EWS #7 ABB C-E SVCS. MODELS 823RPS & 903RP & 803RS COAL PULVERIZERS. "DO NOT SUBSTITUTE" | 203BFCM001 | 3-1 PULVERIZER *** CONFINED SPACE ENTRY *** *** FOR PYRITE SECTION ONLY - SEE NOTES PAGE 6 *** | GP-768 / MP-9154 | SB1CC4 | 4 | EA | 18728.56
PETE | 6501127 | 10.506.587 | BEARING, #9574 USED ON UNIT #3 TURBINE DRIVEN BOILER FEED PUMPS OIL PURIFIER. |  |  | 2201 | 2FA12E57 | 1 | EA | 8.7
PETE | 5706135 | 10.506.592 | BEARING, EAGLE P/N D9325, FOR BM-D24828 REDUCER, USED ON 24" DIA. X 13'-6" LONG MIXER, #BM-D28458, S/N 10149, FOR PETE #3 & #4 SLUDGE WASTE TREATMENT.(BEARING CONSISTS OF: 1 TIMKEN CONE #H715341 & 1 TIMKEN CUP #H715311 OR EQUAL) | 203RWPM000 | PUG MILL | I54ST10310 | 2FA15D27 | 0 | EA | 0
PETE | 5004075 | 10.506.601 | BEARING, DRIVE, ITEM #46, P/N AC-3128-1-46, 4 IN BORE, SEALMASTER #559898 RFB 400-C FOR 60 SERIES DAMPER, UNIT 3 SCRUBBER. | 203RGMOD0A | FD60-A MODULE OUTLET DAMPER INCLUDES DRIVE UNIT, DAMPER, CHAIN AND ELECTRICAL CONTROLS. WIEGHT 1,560 LBS. | S14LP35060 | 4FA52B6 | 1 | EA | 506.48
PETE | 5706834 | 10.506.602 | BEARING, FLG CRTG BLOCK, USED ON PADDLE MIXER/UNLOADER 4050, DWG #5-6200-88-10, AT PETE 3&4 FLY ASH SILOS. | 203AHFU031 | 3-1 ROTARY DUSTLESS UNLOADER | 405098-8 | 2FA6H26 | 4 | EA | 3896
PETE | 5005221 | 10.506.604 | BEARING, HIGH SPEED SHAFT MOTOR END FOR MIXER CHEMINEER MIXERS, MODEL 2-HTD-3, TYPE P IMPELLER MANUFACTURER PART NO = 3200-062 B&C MECHANICAL FGD AREA DRAINAGE SUMP | 204RBSM401 | S401 FGD AREA DRAINAGE SUMP MIXER & MOTOR | I54ST15310 | 4FA2E31 | 2 | EA | 36
PETE | 5706329 | 10.506.607 | BEARING, ITEM 23, DWG. 3800S, USED ON A-103 OVERFLOW SUMP AGITATOR FOR PETE 4 CSI, MODEL 3801-S-PTO, S.O. #840041-P, S/N 830800532. | 204RWSU000 | SP101 OVERFLOW SUMP *** CONFINED SPACE ENTRY *** *** SEE NOTES PAGE 6 *** | I54ST15702 | 2FA21A25 | 1 | EA | 81.44
PETE | 5003515 | 10.506.608 | BEARING, L.S. PIN SHAFT (UPPER) #36 FOR (A5-3-A & B) SLURRY TANKMIXERS PHIL PTERO-24 SER #305046 & 7 ORDER 818608-3 43.7 HP 70.0-1 RATIO 1.5 S.F.SO2 REMOVAL PETE 3.(TINKEN - CONE 6575 CUP 6536). CUP 6536). | 203RPMSTK1 | 3-1 MAKE-UP SLURRY STORAGE TANK *** CONFINED SPACE ENTRY *** *** SEE NOTES PAGE 6 *** | ************************* | SB5A4A4 | 2 | EA | 1539
PETE | 5204342 | 10.506.610 | BEARING, LOW PRESSURE END, DWG 125D340YC-11 GENERAL ELECTRIC TURBINE TYPE 631, DUAL INLET, S/N 122955 & 56 MANUFACTURER PART NO = 125D340YC-11 | 203FWBFT02 | 3-2 BOILER FEED PUMP TURBINE INCLUDES FEED PUMP TURBINE TURNING GEAR MOTOR AND ALL ASSOC. EQUIPMENT. | 125D340YC-11 | 2FA12H25 | 3 | EA | 21008.28
PETE | 5706741 | 10.506.619 | BEARING, SHAFT, FOR PETE #4 DEWATERING PRIMARY HYDROCLONE & RECLAIM WATER PUMPS, WARMAN PUMPS MODEL 6/4EEAH. | 204RDDFP01 | P-406-1 DISPOSAL FEED PUMP, MOTOR & MOTOR SPACE HEATER | EEY073ME22 | SB1GC5 | 1 | EA | 3559.9
PETE | 5005162 | 10.506.620 | BEARING, SMALL PINION SHAFT FOR MECHANICAL MIXER CHEMINEER MIXERS, MODEL 4-HTD-7.5,TYPE AP IMPELLER MANUFACTURER PART NO = 03200-066A DISPOSAL SYSTFEED TANK | 204RDDFTM0 | DISPOSAL FEED TANK MIXER | I54ST15010 | 4FA2E10 | 2 | EA | 48
PETE | 5013387 | 10.506.625 | BEARING, THERMOCOUPLE, USED ON BOOSTER FANS, PETE UNIT 4 FGD, DWG# P208305-D10-200001, S/N P208305. | 204RFBF001 | 4-1 BOOSTER FAN, WHEEL & BEARINGS *** CONFINED SPACE ENTRY *** SEE NOTES PAGE 6 *** | TYPE C | 1FA11C13 | 2 | EA | 650
PETE | 5004316 | 10.506.627 | BEARING, UPPER, FOR ULTRASONIC PARTICLE SIZE KVS, MODEL PSM400, STYLE MONITOR MANUFACTURER PART NO = 250403B0-6216J | 203RFBFDO1 | FD-20A, 3-1 BOOSTER FAN OUTLET DAMPER INCLUDES DRIVE UNIT, DAMPER, CHAIN AND CONTROLS *** CONFINED SPACE ENTRY *** *** SEE NOTES PAGE 6 *** | 250403B0-6216J | 4FA4E5 | 1 | EA | 53.75
PETE | 5317140 | 10.506.628 | BEARINGS, VIV, HIGH TEMP, HOWDEN DWG E2-97080, USED ON PETE 2 & 3 BOOSTER FANS INLET DAMPER LINKAGE. | 203RFBF001 | 3-1 BOOSTER FAN INCLUDES FAN WHEEL, HOUSING, LUBE OIL SYSTEM AND BEARINGS. NEW FAN 2015 FOR ECC PROJECT. *** CONFINED SPACE ENTRY *** SEE NOTES PAGE 6 *** | SF-32R HT | 2FA25C26 | 12 | EA | 2836.26
PETE | 6106183 | 10.506.638 | BELT, DRIVE, 7/16 X 14 1/2, P/N J-607-3-228A, TILTON BELT CO., USED ON EXACTEL INSTRUMENT CO FLOW METER. |  |  |  | 1FA4E9 | 1 | EA | 3
PETE | 5706899 | 10.506.639 | BELT, V-DRIVE, LENGTH: 73", WIDTH: 5/8", 5VX730, USED ON PETE 3 MAKEUP SLURRY PUMPS. (EA. PUMP REQUIRES (2) BELTS PER APPLICATION) | 203RPSP03A | 3-A MAKE-UP SLURRY PUMP P5-3A (EAST PUMP) (PUMP CONNECTED TO SLURRY STORAGE TANK) | 9414-0730 5VX730 | 2FA11A4 | 4 | EA | 129.57
PETE | 6006126 | 10.506.702 | KIT, CAM, FOR HONEYWELL 10260A HERCULINE ACTUATOR, USED ON PETE #3 & #4 BOILER SECONDARY AIR DAMPER DRIVES. |  |  | 51205553-501 | 1FA1I35 | 8 | EA | 1696
PETE | 5004648 | 10.506.703 | REPAIR KIT, ACTUATOR, CYLINDER, FOR 1-1/2" RED VALVE PINCH VALVE, USED ON PETE #3 SCRUBBER MAKE UP SLURRY CONTROL VALVE. | 203RMVL12A | LCV 120-A "A" MODULE MAKE-UP SLURRY VALVE. | R6-RK | 2FA16E4 | 1 | EA | 408.65
PETE | 5004691 | 10.506.711 | ACTUATOR, MRP PNEUMATIC RACK & PINION, USED ON PETE 4 VACUUM PUMPS INLET VALVE. | 272FVP404A | FVP 44-04A DEWATERING UNIT #4 FILTER VACUUM PUMP A | MRP-088-K-D000 | SB1HE5 | 1 | EA | 1220.1
PETE | 5706805 | 10.506.713 | PNEUMATIC ACTUATOR, DOUBLE ACTING USED ON PIN PADDLE MIXER/UNLOADER WATER NOZZLE VALVES. | 203AHFU031 | 3-1 ROTARY DUSTLESS UNLOADER | TR20DA | 2FA6B22 | 3 | EA | 504.91
PETE | 5706185 | 10.506.715 | ACTUATOR, PNEUMATIC, SPRING RETURN, W/ WESTLOCK 2004 SWITCH, (WT8551A001MS-120 VAC), & STAINLESS STEEL MOUNTING KIT, FOR SUCTION DRAIN VALVE (87A-20A-80), USED ON PETE #4 DEWATERING SLURRY PUMPS. | 272FFP4100 | FFP 44-01 FILTER FEED PUMP | AS350SR | SB1GB5 | 1 | EA | 1014.65
PETE | 5008413 | 10.506.717 | ACTUATOR LIMITORQUE, L-120-190-40/H5BC 460/3PH/60HZ, WITH SELECTOR SWITCH,24" HANDWHEEL USED ON FGD TOWERS GUILLOTINE ISOLATION GATES PETE 4 SCRUBBER. JOB #AC3931. |  |  | AC-3931-1-20 | SB1EF9 | 1 | EA | 16995
PETE | 5721194 | 10.506.719 | ACTUATOR, VALVE, DOUBLE- ACTING, W/ DE-CLUTCHABLE MANUAL OVERRIDE, ASCO (83454), 4-WAY SOLENOID, & MOUNTING HARDWARE, FOR 8" BUTTERFLY VALVE (803-6-6-ST2), USED ON PETE #4 BOTTOM ASH SYSTEM. | 204AHVD11A | 4-DOV-11A VALVE, ASH, (A) ASH HOPPER HYDROJECTOR WATER SUPPLY. CONTROLS THE FLOW OF WATER FROM THE ASH SLUICE PUMPS TO THE ASH HOPPER HYDROJECTOR ON "A" BOTTOM ASH HOPPER | EDA-350 | 4FA54A3 | 1 | EA | 1471
PETE | 5007010 | 10.506.720 | ACTUATOR, DAMPER LOUVER BOOSTER FAN INLET PETE 4 LIMITORQUE CORPORATION, MODEL H4BCSMB025, MANUFACTURER PART NO = H4BC-SMB-0-25 | 204RFBFV01 | 4-1 BOOSTER FAN VANES INCLUDES OPERATOR, LINKAGE AND CONTROLS *** CONFINED SPACE ENTRY *** SEE NOTES PAGE 6 *** | H4BC-SMB-0-25 | SB1JE11 | 1 | EA | 2110.66
PETE | 5005986 | 10.506.721 | ACTUATOR, VALVE, MORIN SERIES B PNEUMATIC SCOTCH YOKE ACTUATOR, SPRING RETURN FAIL CLOSED, USED ON PETE 4 FGD DEMISTER WASH VALVES. | 203RDVF330 | FCV 330 RECLAIM WATER TO BALL MILL | B-015U-S080 | 2FA19I23 | 2 | EA | 1601.78
PETE | 5305029 | 10.506.725 | ADAPTER ASSY., COOLING AIR MANIFOLD, MAIN FLAME HEAD, FOR PETE #1, #2, & #4 ABB C-E SVCS. BOILER FLAME SCANNER SYSTEMS. |  |  | EPSC-0228 | 2FA11C2 | 2 | EA | 401.83
PETE | 4901109 | 10.506.746 | BOARD, CONTROL, PLUG IN STYLE ITT GRINNELL, UNIT 4, FIRE PROTECTION MANUFACTURER PART NO = M99T-24 |  |  |  | 1FA11F4 | 3 | EA | 108.72
PETE | 5301675 | 10.506.765 | BOARD, UNIT 3&4, RESISTOR, FOR ABB COMBUSTION ENG SVCS, MODEL CONTROL PANEL MANUFACTURER PART NO = 190595 |  |  |  | 2FA19G6 | 2 | EA | 222.82
PETE | 5013010 | 10.506.768 | MULTI I/O BOARD FOR ULTRAFLOW 150. | 203ENEM00B | UNIT 3 SCRUBBER SO2,CO2,NOX BACK-UP C.E.M. INCLUDES SO2,CO2,NOX ANALYZERS, SAMPLE SYSTEM, DATA LOGGERS, PROBE CONTROLLER, FLOW TRANSDUCER, AND PRINTER. | 1803-2500-04 | 2FA20F4 | 2 | EA | 3877
PETE | 6001547 | 10.506.769 | SUBSYSTEM, 16 CHANNEL HIGH LEVEL DIGITAL I/O, UMAC MODEL 4020, COMPUTER INPUT CABINETS, EWS #7 & PETE #4. (LEAVE BOARDS IN BOXES AS SHIPPED) |  |  | 4020 | 2FA24A18 | 3 | EA | 417.66
PETE | 6621200 | 10.506.774 | BOARD, CIRCUIT, SPEED ERROR FILTER, FOR TURBINE GENERAL ELECTRIC COMPANY, UNIT/AREA PETE 4 MANUFACTURER PART NO = 298A1812P0001 |  |  | 298A1812P0001 | 2FA13D17 | 1 | EA | 2253
PETE | 5607490 | 10.506.777 | BOARD, CONTROL INTERLOCK RELAY, FOR PGC SYNCHRODRIVE, PHILADELPHIA MIXERS,MODEL #H12, S/N 902214, AREA PETE 3 MANUFACTURER PART NO = 95325-0136 |  |  | 95325-0136 | 2FA11E7 | 2 | EA | 244.5
PETE | 5607476 | 10.506.786 | BOARD, CCT, ID#30S, 3-INPUT "AND", FOR SOOT BLOWER CONTROL PANEL, COPES-VULCAN, MODEL TSDGC, PETE 3. |  |  | 190422 | 2FA15E14 | 2 | EA | 370.08
PETE | 4901185 | 10.506.795 | PCBD COMMUNICATION BOARD, FOR MILL FIRE DETECTION SYSTEM. | 203BFCMCOM | UNIT 3 PULVERIZER FIRE PROTECTION CO MONITOR SYSTEM FOR UNIT #3 NEW SYSTEM ADDED SPRING OUTAGE 2006 | 502010001101 | 1FA11D6 | 7 | EA | 3276
PETE | 5607483 | 10.506.798 | BOARD, CCT ID #66,SET/RESET MEMORY,FOR SOOT BLOWER CONTROL PANEL, COPES-VULCAN, MODEL TSDGC, PETE 3. |  |  | 860407 | 2FA15E17 | 1 | EA | 598.1
PETE | 6001826 | 10.506.804 | BOARD, DEV/TE INPUT, FOR RECORDER, PETE 3 JOHNSON YOKOGAWA, STYLE GENERATOR FREQUENCY MANUFACTURER PART NO = B9565ER |  |  | B9565ER | 2FA12F6 | 1 | EA | 37.75
PETE | 5608246 | 10.506.810 | BOARD, POWER SUPPLY, FOR TURBINE SUPERVISORY INST. SYSTEM, G.E., S/N 170X755, AREA PETE 4 MANUFACTURER PART NO = 44B332568-003 |  |  | 44B332568-003 | 2FA2D1 | 1 | EA | 1914.25
PETE | 5603631 | 10.506.813 | BOARD, POWER SUPPLY/MOTHER ASSY, FOR ASH ULTRASONIC LEVEL TRANSMSITTER, ENDRESS & HAUSER, MODEL LTU675, UNIT 3 MANUFACTURER PART NO = MXR035-0000 |  |  | MXR035-0000 | 4FA3D17 | 2 | EA | 760
PETE | 6002823 | 10.506.816 | BOARD, INSTRUMENT, PRINTED CIRCUIT, HIGH VOLTAGE, FOR PETE SECOAL NUCLEAR MONITORS. | 204BFCFFND | COAL FEEDER NUCLEAR COAL FLOW DEVICES ON 4-1 THRU 4-6 COAL FEEDERS **CAUTION: THESE DEVICES ARE NRC REGULATED****** *******OBSERVE PROPER HANDLING PROCEDURES******* | V412290.B01 | 2FA11E5 | 3 | EA | 719.7
PETE | 5003466 | 10.506.818 | BOARD, E/I CONV, 4-20MA OUT, GRD REF FOR OHMART CORP, MODEL EDS-1-FA2, STYLE DENSITY GAGE MANUFACTURER PART NO = 116-21937 SER NO = 2398 |  |  | 116-21937 | 2FA14F26 | 2 | EA | 561.54
PETE | 6001824 | 10.506.830 | BOARD, POWER ASSY FOR GENERATOR FREQUENCY RECORDER JOHNSON YOKOGAWA CORP, UNIT PETE 3 MANUFACTURER PART NO = B9574VW |  |  | B9574VW | 2FA12F6 | 1 | EA | 58.75
PETE | 4002215 | 10.506.839 | BODY, CONDUIT OUTLET, 1-1/4", LB TYPE, W/ #490 COVER & #GASK1944 GASKET. |  |  | LB-49, 490, GASK1944 | 1FA4B17 | 5 | EA | 92.05
PETE | 5301771 | 10.506.857 | BEARING, FOR TRAVERSING GEARA BOX FOR COPES-VULCAN, MODEL RW-6E SOOT WALL BLOWERS MANUFACTURER PART NO = 182596 | 204BSSBA01 | A-1 "A" ROW WALL SOOTBLOWER. | F10BH70790 | 2FA19H5 | 4 | EA | 26.92
PETE | 5013445 | 10.506.860 | BEARING ASSEMBLY, XL10-METRIC + SYN GRS, GSS-PHP 44-01/GSS-PHP 44-02, USED ON #4 SCRUBBER PRIMARY HYDROCLONE FEED PUMPS. |  |  | EE005XLMSYN | SB1AC8 | 2 | EA | 18260.1
PETE | 5013386 | 10.506.861 | BEARING ASSEMBLY, FAN-FLOATING, USED ON BOOSTER FANS, PETE UNIT 4 FGD, DWG# P208305-D10-010002, S/N P208305. | 204RFBF001 | 4-1 BOOSTER FAN, WHEEL & BEARINGS *** CONFINED SPACE ENTRY *** SEE NOTES PAGE 6 *** | ERZLQ 28-335 | SB1EF1 | 1 | EA | 24835.2
PETE | 5005635 | 10.506.863 | BEARING, PUMP, ASSEMBLY, FOR PETE #4 SCRUBBER REAGENT FEED PUMPS, WARMAN PUMPS MODEL 6/4EAH. | 204RPRFP01 | REAGENT FEED PUMP P407-1 (OFF OF UNIT 4 SLURRY TANKS) (RUBBER LINED) | E005MM10 | SB1AE9 | 1 | EA | 1539.9
PETE | 5012951 | 10.506.866 | BEARING, 2-15/16 SPHERICAL ROLLER SET SCREW, LINKBELT PB2244H, USED ON PETE 3 BAGHOUSE BYPASS DAMPER SEAL AIR BLOWER. (2 REQ'D PER FAN) BLR TAG 2014-004066, GRP 2/SIZE 44 HPBC, FOR NYB HPBC BC ARR-8 CCW ROT UB DISCH FLG 83% WIDTH. | 203BA4600C | 3BA4600C - UNIT 3 FABRIC FILTER BYPASS DAMPER SEAL AIR BLOWER AND MOTOR. 3BA4700Y - SEAL AIR BLOWER DAMPER, EFFOX, 36" ROUND. 3SV-BA-4700C - CLOSE SOLENOID 3SV-BA-4700O - OPEN SOLENOID 3ZS-BA-4700C - CLOSE LIMIT SW. 3ZS-BA-4700O - OPEN LIMIT SW. | A9100047 | 4FA2G6 | 2 | EA | 1716
PETE | 5711441 | 10.506.868 | BEARING, 190093-3, FOR 6" BUTTERFLY VLV. (3-1956-114) AS FURNISHED ON UCC PO 54674-4 FOR ASH HANDLING SYS PETE 3. | 203RWFA000 | UNIT #3 FLYASH SILO INCLUDES SILO AND ALL ASSOCIATED EQUIPMENT BLOWERS, FEEDERS AND EQUIPMENT.. |  | 1FA3E29 | 4 | EA | 47.12
PETE | 7001031 | 10.506.871 | BEARING, BALL, 206 KDG, FAFNIR (MRC 206 SFG) FOR MASTER ELECTRIC CO. MOTOR#117691 (WATER SOFTENER PUMP) AT EWS AND ALSO PETE. | 204ENPRCP2 | UNIT 4 PRECIPITATOR 4-2 (NORTH) INCLUDES CONTROLS, TR SETS, VIBRATORS, RAPPERS, DOORS, LOCKS AND HIGH VOLTAGE BUSHINGS. *******CONFINED SPACE SEE NOTES PAGE 6******* | 206SFG | 1FA7E64 | 3 | EA | 13.14
PETE | 5003512 | 10.506.888 | BEARING, ROLLER, SINGLE ROW, 35.0 MM BORE, 80.0 MM OD, 21.0 MM WIDTH, CYLINDRICAL ROLLER BEARING | 203RPMSTK1 | 3-1 MAKE-UP SLURRY STORAGE TANK *** CONFINED SPACE ENTRY *** *** SEE NOTES PAGE 6 *** | 35MM | SB5A4A4 | 1 | EA | 40
PETE | 5714100 | 10.506.895 | BEARING, T.U. PULLEY FLANGE IT#2 DWG #B-103-72-00- 27 FOR STEARNS MODEL 54-C ELECTRO MAGNET IN-LINE SEPARATOR S/N A-15965-PETE 3 - "B" COAL HANDLING. NTN #UCF207 1 7/16 | 266CA08AMS | 8A MAGNET BELT **** SEE EQUIPMENT NOTES PAGE 6 **** *CUTTING AND WELDING PERMIT REQUIRED* |  | 2FA11A37 | 2 | EA | 61.38
PETE | 5513045 | 10.506.897 | BEARING, UPPER & LOWER SECTION, UNIT #3 PULVERIZER MOTOR | 203BFCMM01 | UNIT 3 PULVERIZER MOTOR. (3-1) INCLUDES MOTOR AND CONTROLS. |  | 1FA13G3 | 1 | ST | 5600
PETE | 5301621 | 10.506.901 | BEARING, BALL, SINGLE ROW, ITEM #31, FOR PETE #3 RETRACTABLE SOOTBLOWERS TRAVELING CARRIAGE. | 203BSSBL01 | L-1 LONG RETRACT T 30 MARK 2 | 6020 / C3 | 1FA13B15 | 3 | EA | 288.12
PETE | 5301093 | 10.506.902 | BEARING, BALL, FOR PETE #3 LONG RETRACTS SOOTBLOWERS, T-30 MARK II, #32823. | 203BSSBL01 | L-1 LONG RETRACT T 30 MARK 2 | XD88510 | 1FA3D3 | 3 | EA | 210.27
PETE | 5004702 | 10.506.909 | BEARING, HOUSING, ASSEMBLY, WITH SHAFT, PUMP S/N KSC1212 & KSC1213, USED ON PETE 3 BALL MILL TRASNFER PUMPS. | 203RPMSP3A | 3-A SLURRY TRANSFER PUMP P4-3A (WEST PUMP, CONNECTED TO UNIT 3 MILL SLURRY TANK) | DAM005XLM | SB1JE5 | 1 | EA | 3562.45
PETE | 5003129 | 10.506.918 | BEARING, SHAFT | 203RDUFP3A | P7-3A UNDERFLOW PUMP INCLUDES PUMP, MOTOR AND CONTROLS | 8050-31660 | 2FA14B1 | 3 | EA | 761.24
PETE | 5711655 | 10.506.920 | BEARING, BALL, SINGLE ROW, RADIAL, LIGHT SERIES, 15 MM BORE, 2 SEALS. | 203AHFFA01 | A-1 PRECIP HOPPER AND NUVA FEEDER | R10ZZ | 1FA3F37 | 8 | EA | 73.14
PETE | 7001053 | 10.506.921 | BEARING, BALL, SINGLE ROW, RADIAL, LIGHT SERIES, 20 MM BORE, 2 SHIELDS, FOR PETE #3 IUCS/CSI P4A FILTRATE SUMP PUMP. | 203RMRCPD2 | RECYCLE PUMP P1-3-D2 | TIMKEN 204KDD | 1FA7E61 | 4 | EA | 39.04
PETE | 5714103 | 10.506.937 | BEARING, DRIVE PULLEY FLANGE, ITEM #5, DWG. #B-103-72-00-27 FOR STEARNS MODEL 54-C ELECTRO MAGNET IN-LINE SEPARATOR S/N A-15965, PETE "B" COAL HANDLING. | 203RWCB01B | CO-1B FILTER DISCH CONVEYOR. | UCF211 2 3/16 | 2FA11A40 | 2 | EA | 65.56
PETE | 5505249 | 10.506.938 | BEARING, BRONZE 1 1/2 #226 W/HANGER 9 X 1 1/2" FOR B SYS SAMPLER REJECT SCREW. | 203RWLSC04 | CO-4 LIME SCREW CONVEYOR AND MOTOR | 6 | 2FA11C35 | 2 | EA | 138.6
PETE | 5008021 | 10.506.943 | BOLT, GLAND, W/ HEX NUT, 316SS, FOR PETE SCRUBBER PUMPS, WARMAN PUMPS MODEL 6/4 DAH, S/N MDS4569MM. | 203RWFP02A | P2A FILTER FEED PUMP AND MOTOR (EAST PUMP) | D045MC23 | 2FA16E25 | 2 | EA | 85.28
PETE | 5005987 | 10.506.953 | BOLT, HEX HEAD, M16-1.5 X 50MM, DIN 961, CLASS 8.8 PLAIN FINISH - (SAME AS GRADE 5 CARBON STEEL) - FOR #4 QUENCHER PUMPS.- EA. BEARING HOUSING TAKES 16 BOLTS (8 FOR EACH END COVER).- 16/SET NEEDED | 204RMQFPA1 | P-402A-1 QUENCHER PUMP | 39285 | 2FA19H23 | 1 | ST | 31.9
PETE | 5702960 | 10.506.959 | BOLT, SHOULDER, 1", SS, FOR 24" X 24" SLUICE GATE, USED ON EWS #7 & PETE #3 BOTTOM ASH HOPPERS, UCC DWG. #5-2001-80 & -81. | 203AHBAHA0 | UNIT 3 BOTTOM ASH SYSTEM A HOPPER AND ASSOCIATED EQUIPMENT | SK-11647 | 1FA3E34 | 2 | EA | 167
PETE | 5008060 | 10.506.967 | BOLT, VALVE CENTER STUD, FOR ROTARY VALVES, USED ON PETE #3 IUCS KOMLINE-SANDERSON VACUUM FILTERS, S/N KDF-1290 (LH). | 203RWVFFL1 | FL-1 VACUUM FILTER ***CONFINED SPACE ENTRY*** ***SEE NOTES PAGE 6*** | CE-1534 | 2FA16F22 | 2 | EA | 286
PETE | 5008598 | 10.506.980 | FRAME PLATE BOLT W/NUT USED ON PETE 3&4 FILTER FEED PUMPS. | 203RWFP02A | P2A FILTER FEED PUMP AND MOTOR (EAST PUMP) | D034ME62 | 1FA1G19 | 6 | EA | 495
PETE | 5513740 | 10.506.982 | BOLT, JOURNAL STOP, FOR GRINDING ROLL JOURNAL ASSEMBLIES, USED ON PETE #3 & #4 ABB C-E SVCS. MODEL 903RP COAL PULVERIZERS, S/N 73831-73836. | 203BFCM001 | 3-1 PULVERIZER *** CONFINED SPACE ENTRY *** *** FOR PYRITE SECTION ONLY - SEE NOTES PAGE 6 *** | 94-168 | 4FA51B2 | 3 | EA | 2012.97
PETE | 5503944 | 10.506.983 | BOLT, LINER, W/STD HN & PLAIN WASHER FOR BOWL MILL ABB CE SVCS, SIZE 823, UNIT PETE 2 MANUFACTURER PART NO = MP-6240 SER NO = 66810-14 | 203BFCM001 | 3-1 PULVERIZER *** CONFINED SPACE ENTRY *** *** FOR PYRITE SECTION ONLY - SEE NOTES PAGE 6 *** | MP-6240 | 1FA12F1 | 275 | EA | 1232
PETE | 5513273 | 10.506.984 | BOLT, LINER, 5/8", FOR PETE #3 & #4 ABB C-E SVCS. MODEL 903RP COAL PULVERIZERS, S/N 73831-73836. | 203BFCM001 | 3-1 PULVERIZER *** CONFINED SPACE ENTRY *** *** FOR PYRITE SECTION ONLY - SEE NOTES PAGE 6 *** | GP-103-A | 1FA12G4 | 32 | EA | 218.56
PETE | 5005647 | 10.506.987 | BOLT, PUMP, FRAME PLATE LINER {W10Z3-19CL}, FOR PETE #1 & #2 SCRUBBER MILL SLURRY & PETE #4 SCRUBBER REAGENT FEED PUMPS, WARMAN PUMPS MODEL 6/4EAH. | 204MSP405A | BALLMILL SLURRY PUMP | E4026ME62 | 2FA16E48 | 8 | EA | 234.37
PETE | 5002876 | 10.506.997 | BOOT, PRECIPITATOR, FOR PETE #4 ENVIRONMENTAL ELEMENTS CO. ELECTROSTATIC PRECIPITATORS. | 204ENPRCP1 | UNIT 4 PRECIPITATOR 4-1 (SOUTH) INCLUDES CONTROLS, TR SETS, VIBRATORS, RAPPERS, DOORS, LOCKS AND HIGH VOLTAGE BUSHINGS. *********CONFINED SPACE SEE NOTES PAGE 6********* | PB3293 | SB3C1B7 | 90 | EA | 2475.9
PETE | 6001360 | 10.506.999 | BOOT, PROBE, BEARING VIBRATION, SEQ. #0646, FOR PETE #3 & #4 G.E. TURBINES S/N 170 X 583 / 755. |  |  | 111B6072P0001 | 2FA12F36 | 2 | EA | 102.34
PETE | 5004605 | 10.507.016 | BRACKET, RECEIVER COIL FOR METAL DETECTOR TECTRON ENGINEERING MANUFACTURERPART NO = P-508-R | 204RPCVBMD | LIMESTONE CONVEYOR METAL DETECTOR SHUTS #2 LIMESTONE BELT DOWN IF METAL IS DETECTED | P-508-R | 2FA16H24 | 1 | EA | 95
PETE | 6626327 | 10.507.029 | BREAKER, CIRCUIT, USED ON GENERAL ELECTRIC TURBINE S/N 170X583, PETE 4 |  |  | 44A372252-001 | 2FA25G49 | 1 | EA | 242.41
PETE | 5015302 | 10.507.030 | CIRCUIT BREAKER (1) P, 120 VAC, 10 KA, SYM, GF-1, FOR HEAT TRACE USED ON PETE 1-2-3-4 SBS, UNIT 3 BOOSTER FAN LUBE OIL SYSTEM AND OTHER SYSTEMS INSTALLED AT PETE AFTER 1/1/2014. | 203RFBHTTR | UNIT 3 SCRUBBER BOOSTER FANS HEAT TRACE CONTROL PANEL. 23 CIRCUITS. OPERATING INSTRUCTIONS ARE COPIED TO THE NOTES. | QOB130EPD | 2FA9C30 | 2 | EA | 430
PETE | 5706783 | 10.507.033 | BREAKER, CIRCUIT, 15 AMP, SINGLE POLE, USED IN THE PIN PADDLE MIXER/UNLOADERS CONTROL PANELS. | 203AHFU031 | 3-1 ROTARY DUSTLESS UNLOADER | 42950-4 | 2FA6E38 | 1 | EA | 82.58
PETE | 5714288 | 10.507.040 | BELT, CONVEYOR, 48" X 250", FOR MAGNETIC SEPARATOR, DINGS MODEL 66, USED ON PETE 3B & 8A COAL CONVEYORS. | 266CA08AMM | 8A MAGNET MOTOR **** SEE EQUIPMENT NOTES PAGE #6 **** * CUTTING & WELDING PERMIT REQUIRED * | F98ZZ85000 | SB4 | 1 | EA | 2284.25
PETE | 5008585 | 10.507.041 | BELT, DRIVE, EAGLE NRG GREEN, USED ON PETE 4 GYPSUM RECLAIM WATER PUMPS. | 272RWP4100 | RWP 44-01 RECLAIM WATER PUMP | G-3304 | 1FA2H14 | 1 | EA | 1323.81
PETE | 5004463 | 10.507.043 | BELT, TIMING, FOR THICKNER RAKE, USED ON PETE #3 IUCS/CSI THICKNER TANK, EIMCO MODEL C60B2P, S/N 76011-01. | 203RDTHD01 | THICKNER DRIVE #1 GEAR REDUCER AND MOTOR | 87552C | SB3B1WALL | 6 | EA | 274.15
PETE | 5009076 | 10.507.048 | BELTS, V-DRIVE, GRIP NOTCH, FOR PETE #1 & #2 SCRUBBER RECLAIM & PROCESS WATER PUMPS. (MATCHED SET OF 3) | 203MBVFF13 | TURBINE AREA EXHAUST FAN F-13 (EAST WALL 2&3 FL): INCLUDES FAN, MOTOR, AND ALL ASSOC. EQUIPMENT: | 5VX850 SET OF 3 | SB3M2WALL | 2 | ST | 180.5
PETE | 5005771 | 10.507.055 | BELT, V-DRIVE, CUT LENGTH- 46", WIDTH- 21/32", GOODYEAR B43 OR EQUAL, FOR PETE #4 CSI THICKNER SUMP PUMP & MOTOR. | 204RBSU131 | P413-1 THICKNER SUMP PUMP AND MOTOR, LOCATED DOWNSTAIRS BY TUNNEL | BP-43 / WOODS SURE GRIP PREMIUM | SB3O1WALL | 2 | EA | 14.72
PETE | 7004034 | 10.507.056 | BELT, V-DRIVE, CUT LENGTH- 54", TOP WIDTH- 1/2". | 204ENPRCP1 | UNIT 4 PRECIPITATOR 4-1 (SOUTH) INCLUDES CONTROLS, TR SETS, VIBRATORS, RAPPERS, DOORS, LOCKS AND HIGH VOLTAGE BUSHINGS. *********CONFINED SPACE SEE NOTES PAGE 6********* | 3L540 | 1FA6F61 | 5 | EA | 19.85
PETE | 5005770 | 10.507.059 | BELT, V-DRIVE, CUT LENGTH- 80", TOP WIDTH- 5/8", FOR PETE #4 IUCS/CSI FILTER FEED, VACUUM & RETURN WATER PUMPS, GOODYEAR 5V800 OR EQUAL. (MATCHED SET OF 3) | 203RWFP02A | P2A FILTER FEED PUMP AND MOTOR (EAST PUMP) | 5V800ENV | SB3CWALL | 2 | ST | 207.46
PETE | 5005768 | 10.507.060 | BELT, V-DRIVE, CUT LENGTH- 90", TOP WIDTH- 5/8", GOODYEAR 5V-900 OR EQUAL. (MATCHED SET OF 4 BELTS) | 204RPMSP01 | MILL SLURRY PUMP P408-1 | 5V-900ENV | SB3CWALL | 2 | ST | 263.86
PETE | 5012684 | 10.507.062 | BELTS, V, SET - USED ON THE MECHANICAL EXHAUSTERS FOR FLY ASH REMOVAL AT PETE UNITS 2 & 3 BAGHOUSE. | 203FA5000C | 3FA5000C-UNIT 3 MECHANICAL EXHAUSTER, ROOTS 721 DVJ-V INCLUDES THE SOUND ENCLOSURE, RATED FOR 85 dBA @ 3', 1 INLET SILENCER AND 2 DISCHARGE SILENCERS 3FA5001C-ENCLOSURE VENT FAN, MOTOR, BALDOR SuperE 841XL, SEE NOTES. | 913113 | 2FA4G18 | 2 | ST | 783.29
PETE | 5005457 | 10.507.064 | BELT, FEEDER, 24" X 228", W/ 3/16" TOP X 1/16" BOTTOM RMA GR-2 COVERS, W/ 2-PLY 220 PIW, 3" HIGH CORRUGATED VULCANIZED SIDEWALL & LACED W/ STAINLESS STEEL HINGE FASTENER (RUBBER COVERED), W/ LEAD WIRE, FOR PETE #4 LIMESTONE WEIGH FEEDER. | 204RPWF000 | LIMESTONE WEIGH FEEDER WF-401. | 2100B | SB1MA1 | 1 | EA | 2686.41
PETE | 5714204 | 10.507.065 | BELTING, CONVEYOR, 54" WIDE X 1300 FT., ORIENTAL MAXX TUFF, 4 PLY, 440 Piw, 1/4" X 1/8", FIRE RETARDANT 2G (110) COVERS, FOR PETE 3A, 3B, 5A, 6A & 7B COAL CONVEYORS, LENGTH TOLERANCE -0% TO +2%. (DO NOT SUBSTITUTE) | 266CA03ACB | 3A COAL CONVEYOR BELT *** SEE EQUIPMENT NOTES PAGE #6 *** * CUTTING & WELDING PERMIT REQUIRED * BEFORE ARC WELDING WITHIN 100 FEET OF DETECTOR. |  | SB4 | 0 | FT | 0
PETE | 5003691 | 10.507.113 | BLOCK, INLET, FOR SINGLE LINE SPRAY PANEL SYS FARVAL, USED SO2 BALL MILL LUBE SYS MANUFACTURER PART NO = 3006 | 203RPBMLO0 | BALL MILL LUBE SYSTEM M2-3 | 3006 | 2FA14E44 | 1 | EA | 22.04
PETE | 5003693 | 10.507.114 | BLOCK, VALVE, FOR SINGLE LINE AUTO SPRAY PANEL SYS FARVAL, USED SO2 BALL MILL LUBE SYS MANUFACTURER PART NO = 3000-150 | 203RPBMLO0 | BALL MILL LUBE SYSTEM M2-3 | 3000-150 | 2FA14E44 | 2 | EA | 107.08
PETE | 5012754 | 10.507.115 | CONTACT BLOCK, 30MM, 1 NO, TYPE OF OPERATOR, LOGIC LEVEL, USED W/EATON 10250T 30 MM PUSHBUTTONS & INDICATING. LGTS, CONTACT RATING 0.5 AMPS @ 120 VOLT, USED IN FREEDOM 2100 MCC, PETE SBS & PETE 2&3 BAGHOUSE MCC'S. | 203MCCFF3A | UNIT 3 BAGHOUSE, 480 VOLT MCC FF-3A, SEC.1/1200 AMP., SEC. 2/8-600 AMP., 65,000 AMP. SHORT CIRCUIT RATING. MAIN INCOMING FROM 480 VOLT SWGR. BUS FF3A, CUBICLE 4B | 10250T53E | 2FA21G27 | 2 | EA | 60.9
PETE | 4004013 | 10.507.119 | BLOCK, FUSE, 30A, 250V, 2 POLE, CLASS H, W/ SCREW TERMINALS. | 203ESPCP32 | 480V PRECIP. POWER CENTER P-3-2 INCLUDES BREAKERS, TRANSFORMERS, COOLING FANS AND ALL ASSOC. EQUIPMENT: | LH25030-2S | 1FA5H8 | 2 | EA | 18.12
PETE | 5002012 | 10.507.120 | FUSE BLOCK, SCR HEATER PANEL, 600V, 60A, 3-POLE, USED ON PETE 4 PRECIPITATOR PURGE AIR SYSTEM. | 204ENPHH01 | 4-1 PRECIP. PENTHOUSE HEATER, 300KW 1000W | 2007040402 | 2FA8D7 | 12 | EA | 799.92
PETE | 5706608 | 10.507.123 | BLOCK, SLIDE, DISCHARGE END, FOR PETE #4 DEWATERING BELT FILTER, EIMCO MODEL 3M65 EXTRACTOR, S/N CSP0000326-01/02. | 272GDF0400 | GDF 44-04 GYPSUM DEWATERING FILTER | 562227-11 | SB1AE6 | 1 | EA | 590
PETE | 5706607 | 10.507.124 | BLOCK, SLIDE, MID-SECTION, FOR PETE #4 DEWATERING BELT FILTER, EIMCO MODEL 3M65 EXTRACTOR, S/N CSP0000326-01/02. | 272GDF0400 | GDF 44-04 GYPSUM DEWATERING FILTER | 562226-01 (10-9-14) | SB1AE6 | 2 | EA | 2730
PETE | 5207524 | 10.507.125 | TERMINAL BLOCK, 20 POSITION, CONTROLLOGIX PLC, SCREW-CLAMP, REMOVABLE, USED FOR PLC MODULES FOR USE WITH MODULES ON AB CONTROLLOGIX CHASSIS, FOR UNIT 4 COOLING TOWER. |  |  | 1756-TBNH | 4FA5G9 | 2 | EA | 132.58
PETE | 5701216 | 10.507.133 | BLOWER, BARE, MECHANICAL EXHAUSTER, ROOTS MODEL #721, DVJ PLUGGED, PETE 2&3 BAGHOUSE. | 203BCOMP01 | UNIT 3 FABRIC FILTER COMPARTMENT #1, CONTAINS 34 ROWS OF 40 FILTER BAGS SUPPORTED ON WIRE CAGES, TOTAL OF 1360 BAGS. BAGS ARE 29.75' LONG, 5" DIAMETER. COMPARTMENTS ARE NUMBERED SO. TO NO., EAST TO WEST, S.E. IS #1, N.E.. IS #2. 2PI-FF-1801 DIFF.PRESS.GA | 899060TR |  | 0 | EA | 0
PETE | 5706226 | 10.507.134 | BLOWER, FLYASH, FOR PETE #3 IUCS DELTA DUCON FLYASH BLOWER, ROOTS-DRESSER MODEL 412-RAS-JV (SAME AS 412-RCS-JV). | 203RWFAB00 | FLYASH BLOWER AND MOTOR (DUCON) | 412-RAS-JV | SB3E1A2 | 2 | EA | 8534.8
PETE | 5706888 | 10.507.143 | SK X 2-1/8 BUSHING USED ON PETE 4 GYPSUM SUMP PUMPS. | 204LSP441A | LIMESTONE AREA SUMP 2 PUMP A (& MOTOR) | M19GX17480 | 2FA7E10 | 1 | EA | 15.11
PETE | 5207534 | 10.507.146 | BUSHING, SPLIT-TAPER, 2 5/8" DIAMETER BORE WITH 5/8" X 5/16" KEYWAY, CAST IRON, FOR UNIT 3 & 4 COOLING TOWERS. |  |  | 157677 | 4FA5F4 | 1 | EA | 530
PETE | 5704727 | 10.507.147 | BUSHING, TAPERLOCK, BORE- 2-15/16". | 204RWFARF1 | FLYASH SILO SOUTH ROTARY FEEDER | 3020X2KW | 2FA11B12 | 0 | EA | 0
PETE | 5706403 | 10.507.149 | BUSHING, TAPERLOCK, BORE- 1.625, TYPE- P1 | 204RWCB103 | CO-103 FLYASH SCREW CONV & BEARINGS MCC 101 FLYASH SCREW CONV CO-103 | PIX 1 5/8'' | 2FA15E49 | 2 | EA | 30.12
PETE | 5003120 | 10.507.151 | BUSHING, THROAT, TEFLON, FOR PETE #3 & #4 SCRUBBER MAKE-UP SLURRY PUMPS & PETE #3 & #4 IUCS/CSI THICKENER UNDERFLOW & VACUUM FILTER PUMPS, WORTHINGTON PUMP MODEL 4-R-122, SIZE P5-3A, S/N B07531586. | 203RDUFP3A | P7-3A UNDERFLOW PUMP INCLUDES PUMP, MOTOR AND CONTROLS | 9901614-007 | 2FA14E2 | 2 | EA | 151.8
PETE | 6716018 | 10.507.159 | BYPASS BUSHING, YARWAY 9200 SERIES, ITEM 6, USED ON PETE 4 BOTTOM ASH RECIRC VALVE. | 204AHSWVR1 | 4-1 ASH SLUICE PUMP RECIRC VALVE/CHECK. | 10077775 | 4FA55B5 | 2 | EA | 35957.5
PETE | 5711761 | 10.507.160 | BUSHING, DISC, FOR 1-1/2" VENT VALVE (4-1952-25), USED ON PETE #3 & #4 TOP ASH SYSTEMS, PER UC PO 54674-4. | 203AHFFA01 | A-1 PRECIP HOPPER AND NUVA FEEDER | SK190235 | 1FA3F33 | 7 | EA | 49.7
PETE | 5301233 | 10.507.171 | BUSHING, 1.8125X2.1875X1, ITEM 12 DWG L 160012, FOR COPES-VULCAN, MODEL T30MK11E BLOWER, USED UNIT 3, MANUFACTURER PART NO = V-4635 | 203BSSBL01 | L-1 LONG RETRACT T 30 MARK 2 | V-4635 | 1FA3F10 | 4 | EA | 34.36
PETE | 5301206 | 10.507.172 | BUSHING, 5/8X7/8X1, ITEM 3 DWG M.79240, FOR OILITE, MODEL T30MK11E BLOWER,USED UNIT 3 MANUFACTURER PART NO = 61695 A-880-1 | 203BSSBL01 | L-1 LONG RETRACT T 30 MARK 2 | S96GH07700 | 1FA3E12 | 4 | EA | 13
PETE | 5012607 | 10.507.173 | FEED-THRU BUSHING , USED ON UNITS 1 & 4 , 2014, E.S.P. UPGRADE. | 204ENP0000 | UNIT 4 PRECIPITATORS (PARENT) INCLUDES CONTROLS, TR SETS, VIBRATORS, RAPPERS, DOORS, LOCKS AND HIGH VOLTAGE BUSHINGS. *********CONFINED SPACE SEE NOTES PAGE 6********* | 50368 | SB1GB9 | 2 | EA | 3380
PETE | 5513741 | 10.507.174 | BUSHING, JOURNAL STOP BOLT, W/ SET SCREW, FOR GRINDING ROLL JOURNAL ASSEMBLIES, USED ON PETE #3 & #4 ABB C-E SVCS. MODEL 903RP COAL PULVERIZERS, S/N 73831-73836. | 203BFCM001 | 3-1 PULVERIZER *** CONFINED SPACE ENTRY *** *** FOR PYRITE SECTION ONLY - SEE NOTES PAGE 6 *** | 94-167 | 4FA51B2 | 3 | EA | 4327.05
PETE | 5504237 | 10.507.175 | BUSHING, PIN, HARDENED SS, HEADLESS, PRESS-FIT, FOR SCRAPER & GUARD ASSEMBLIES, USED ON PETE ABB C-E SVCS. COAL PULVERIZERS. | 203BFCM001 | 3-1 PULVERIZER *** CONFINED SPACE ENTRY *** *** FOR PYRITE SECTION ONLY - SEE NOTES PAGE 6 *** | GP-2693 | 1FA12C1 | 9 | EA | 628.74
PETE | 5002422 | 10.507.178 | BUSHING, SUPPORT, "GLAZED", INSULATOR, FOR PETE #3 & HTP #4 & #5 RESEARCH-COTTRELL ELECTROSTATIC PRECIPITATORS. | 203ENP0000 | UNIT 3 PRECIPITATORS INCLUDES CONTROLS, TR SETS, VIBRATORS, RAPPERS, DOORS, LOCKS AND HIGH VOLTAGE BUSHINGS. *********CONFINED SPACE SEE NOTES PAGE 6********* | 103004-D1 | SB1AC5 | 1 | EA | 1342
PETE | 6002115 | 10.507.184 | CABLE, VELOMITOR ASSY., CASING VIBRATION, FOR BENTLY NEVADA VIBRATION MONITORING SYSTEM (TSI), USED ON PETE #1 WESTINGHOUSE TURBINE, S/N HP-IP 13-A-2802-1, LP 13-A-2803-1. |  |  | 89477-30 | 1FA5A43 | 1 | EA | 224
PETE | 5004614 | 10.507.198 | CABLE, RECEIVER, (2 CONDUCTOR), P-519-2R FOR PETE 3/4 LIMESTONE SYS METAL DETECTOR. | 204RPCVBMD | LIMESTONE CONVEYOR METAL DETECTOR SHUTS #2 LIMESTONE BELT DOWN IF METAL IS DETECTED | P-519-2R | 2FA16A31 | 1 | EA | 18.75
PETE | 6002122 | 10.507.205 | CABLE, PROBE EXTENSION, CASING VIBRATION, 3300 XL, 50MM, FOR BENTLY NEVADA VIBRATION MONITORING SYSTEM (TSI), USED ON PETE #3 & #4 G.E. TURBINES, S/N 170 X 583 / 755. |  |  | 330877-80-36-00 | 1FA5C43 | 1 | EA | 550
PETE | 5015295 | 10.507.208 | SELF REGULATING HEATER CABLE, 240 VAC, 10 W PER FOOT OUTPUT, USED ON PETE 1-2-3-4 SBS, UNIT 3 BOOSTER FAN LUBE OIL SYSTEM AND OTHER SYSTEMS INSTALLED AT PETE AFTER 1/1/2014. | 203RFBHTTR | UNIT 3 SCRUBBER BOOSTER FANS HEAT TRACE CONTROL PANEL. 23 CIRCUITS. OPERATING INSTRUCTIONS ARE COPIED TO THE NOTES. | BSX 10-2 OJ | SB3A1A3 | 200 | FT | 1950
PETE | 5015294 | 10.507.210 | SELF REGULATING HEATER CABLE, 120 VAC, 10 W PER FOOT OUTPUT, USED ON PETE 1-2-3-4 SBS, UNIT 3 BOOSTER FAN LUBE OIL SYSTEM AND OTHER SYSTEMS INSTALLED AT PETE AFTER 1/1/2014. | 203RFBHTTR | UNIT 3 SCRUBBER BOOSTER FANS HEAT TRACE CONTROL PANEL. 23 CIRCUITS. OPERATING INSTRUCTIONS ARE COPIED TO THE NOTES. | BSX 10-1 OJ | SB3A1A3 | 200 | FT | 1850
PETE | 5711856 | 10.507.233 | CAM, TOOTH, FOR UCC 33" X 30" EXCEN-CRUSHER ASH GRINDERS, USED ON PETE #2, #3 & #4 BOTTOM ASH SYSTEMS. | 203AHBGG0A | UNIT 3 (A) BOTTOM ASH HOPPER GRINDER | 21994-1 | SB1RF4 | 16 | EA | 12525.24
PETE | 5711221 | 10.507.236 | CAP, ASSEMBLY, CYLINDER ROD, FOR 2-1/2" X 6" VALVE (2-4401-56), FOR PETE #3 PRECIPITATOR HOPPERS & FEEDERS, AS FURNISHED ON UC PO 54674-4. | 203AHBD001 | 3-1 DEWATERING BIN, GATES AND SCREENS | SK-4401-37 | 1FA3C16 | 7 | EA | 942.49
PETE | 5603620 | 10.507.243 | BODY, P/N 52A8913X012 FOR FISHER VALVE 12" 8500 SERIES #3 UNIT. |  |  | 52A8913X012 | 1FA2I2 | 1 | EA | 1377.16
PETE | 5513487 | 10.507.246 | BODY, VALVE, LINED, W/ 1/4" VACUUM BONDED CERAMIC, FOR DISCHARGE VALVE, USED ON PETE #3 & #4 ABB C-E SVCS. MODEL 903RP COAL PULVERIZERS. (NOTE: REF. BODY 94-452-C / BODY ONLY) | 203BFCM001 | 3-1 PULVERIZER *** CONFINED SPACE ENTRY *** *** FOR PYRITE SECTION ONLY - SEE NOTES PAGE 6 *** | GP-12775 {CERAMIC LINED} | SB3 K | 8 | EA | 154920
PETE | 5504404 | 10.507.247 | BODY, COAL AIR GATE - 22", DWG #C-992-031, CONTR 00173, PETE 3. |  |  | 3A-6024-A | SB3L2B1 | 2 | EA | 3300
PETE | 5702943 | 10.507.248 | BODY, VALVE, /W LINER, FOR UNITED CONVEYOR CORP 18" BUTTERFLY VALVE 3-1956-176, USED IN 12" BALANCED VALVE ASSEMBLY 4-1956-194, UC DWG. NO. 510-54411-3, P/N 190097-1, ASH DISPOSAL PIPING, UNIT 7. | 203AH00000 | UNIT 3 ASH HANDLING SYSTEM | 190097-1 | SB1DB3 | 4 | EA | 5339.36
PETE | 5009032 | 10.507.249 | BOLT, CLAMP, W/ NUT, FOR PETE #1 & #2 SCRUBBER ABSORBER BLEED, MILL SLURRY, SECONDARY HYDROCLONE & SLURRY FEED PUMPS, WARMAN PUMPS MODELS 064EAH RAAJ 5310 & 064EAH RAAQ 6211. | 204MSP405A | BALLMILL SLURRY PUMP | E012ME69 | 2FA14D32 | 4 | EA | 111.6
PETE | 5714114 | 10.507.319 | BOLT, TURN BODY, USED ON TOWING BRACKET ASSY SYM "E" ON JK1955 TB205(LUBRICATED FROM HEAD OF BOLT) FOR TRIPPER CABLE DRIVE ASSY-PETE #3. | 266CA09ATR | 9A TRIPPER ROPE HAUL **** SEE EQUIPMENT NOTES PAGE 6 **** *CUTTING AND WELDING PERMIT REQUIRED* |  | 2FA11E55 | 2 | EA | 145.4
PETE | 5513647 | 10.507.324 | BOLT, COUNTERSUNK, 5/8" X 3-1/4", W/ HEX NUT, GRADE 5, FOR PETE ABB C-E SVCS. MODELS COAL PULVERIZERS, S/N 63801-63805, 66810-66814 & 73831-73836. | 203BFCM001 | 3-1 PULVERIZER *** CONFINED SPACE ENTRY *** *** FOR PYRITE SECTION ONLY - SEE NOTES PAGE 6 *** | SK-12411-325-NW | 1FA12E14 | 21 | EA | 1157.47
PETE | 5504392 | 10.507.326 | BOLT, COUPLING, FASTENER SET, SHROUDED BOLT, FOR 4-1/2 KOPPERS FAST COUPLING, USED ON PETE ABB C-E SVCS. COAL PULVERIZERS. (NOTE TO SUPPLIER: ONE EA. = ONE PACKAGED SET OF 14 BOLTS.) | 203BFCM001 | 3-1 PULVERIZER *** CONFINED SPACE ENTRY *** *** FOR PYRITE SECTION ONLY - SEE NOTES PAGE 6 *** | KOPS 4-1/2SB-FS | 1FA12A14 | 2 | EA | 241.17
PETE | 5005982 | 10.507.334 | BOLT, HEX HEAD, 24 X 130MM, NUT & FLAT WASHER, GRADE 5, FOR PETE 4 SLURRY FEED PUMPS. (4 PER SET FOR EA PUMP) | 204MSP405A | BALLMILL SLURRY PUMP | M24H1-130VC | 2FA19B17 | 8 | ST | 686.02
PETE | 5012587 | 10.507.348 | SELF-TIGHTENING GROUND STRAP CLAMP, USED ON UNIT 4, 2014, E.S.P. UPGRADE. RAPPER PARTS | 204ENP0000 | UNIT 4 PRECIPITATORS (PARENT) INCLUDES CONTROLS, TR SETS, VIBRATORS, RAPPERS, DOORS, LOCKS AND HIGH VOLTAGE BUSHINGS. *********CONFINED SPACE SEE NOTES PAGE 6********* | 30162 | 2FA4E37 | 10 | EA | 7.5
PETE | 5711540 | 10.507.351 | CLAMP, PIPE, 12", FLANGE SEGMENT, FOR PETE #3 & #4 BOTTOM ASH SYSTEMS, PER UC PO 54674-4. | 203AHBHH0A | UNIT 3 (A) BOTTOM ASH HOPPER ***CONFINED SPACE ENTRY*** ***SEE NOTES PAGE 6*** | 170743 | 4FA54B7 | 6 | EA | 237.79
PETE | 5513179 | 10.507.353 | CLAMP, PRESSURE SPRING, FOR RAYMOND BOWL MILLS ABB COMBUSTION ENG, SIZE 903RP, UNITS 3 & 4 MANUFACTURER PART NO = 94-170 | 203BFCM001 | 3-1 PULVERIZER *** CONFINED SPACE ENTRY *** *** FOR PYRITE SECTION ONLY - SEE NOTES PAGE 6 *** | 94-170 | 1FA13F10 | 1 | EA | 157.59
PETE | 5711689 | 10.507.358 | CLAMP, FLANGE HALF, FOR 8" JETPULSION PUMP, USED ON PETE #2, #3 & #4 ASH SYSTEMS. | 203AHEA000 | "A" ASH HOPPER HYDRO-EJECTOR LOCATED AT "A" ASH HOPPER AT BOTTOM OF DOGHOUSE | 16018 | SB1RE7 | 4 | EA | 382.72
PETE | 5504551 | 10.507.370 | CLEVIS, ROD, UPPER & LOWER STAR AIR CYL. | 203BFBG001 | 3-1 PULVERIZER BLAST GATE (ALSO CALLED P GATE) INCLUDES GATE, SOLENOID, SWITCH, AND CYLINDERS. | RC-13 ROD CLEVIS | 1FA13C1 | 4 | EA | 293.28
PETE | 6626317 | 10.507.376 | CLIP, SPRING, FOR ALTERREX, G.E. COMPANY, S/N 170X583 TURBINE, AREA PETE 3MANUFACTURER PART NO = 269C280P5 |  |  | 269C280P5 | 2FA25E50 | 2 | EA | 22.48
PETE | 5009977 | 10.507.380 | CLIP, FILTER, USED ON PETE 4 SCRUBBER OXIDATION AIR COMPRESSOR INLET AIR FILTERS. (EACH COMPRESSOR USES (64) PCS PER COMPRESSOR TO RETAIN THE INLET AIR FILTERS). | 204OACM401 | OXIDATION AIR COMPRESSOR 44-01 | 078948-000 | 2FA12G5 | 64 | EA | 204.8
PETE | 5008001 | 10.507.386 | FILTER CLOTH, DRUM COVER, 252" X 540", HEAVY-DUTY FILTRATION GRADE, MONOFILAMENT POLYPROPYLENE #224-233-040, FOR PETE #3 & #4 IUCS/CSI VACUUM FILTERS, FL-101 & -102. | 203RWVFFL1 | FL-1 VACUUM FILTER ***CONFINED SPACE ENTRY*** ***SEE NOTES PAGE 6*** | 7096 | SB1GF7 | 3 | EA | 5536.48
PETE | 5601222 | 10.507.428 | COIL, SOLENOID (ONLY) 115 V AC, FOR BOILER OIL GUN RETRACT/ADVANCE VALVE, DETROIT COIL, UNITS 1 & 2. | 203BFWGL01 | WARM-UP OIL GUNS 1/2 LEVEL |  | 1FA6E41 | 4 | EA | 150.2
PETE | 5003822 | 10.507.429 | COIL, SQUARE "D" #31074-400-38 120 VOLT 60 HZ FOR TYPE SQ02 CLASS 8903 SERIES A CONTACTOR FOR UNIT 3 S02 SCRUBBER FREEZE. PROTECTION CONTROLS SCHERER ELECT. CO. |  |  | 31074-400-38 | 2FA7D33 | 2 | EA | 66.1
PETE | 5012692 | 10.507.445 | BREAKER-CIRCUIT, 15 AMP, 1 POLE, AB 140U-H1C1-C15, USED ON PETE UNITS 2 & 3 BAGHOUSE ASH SYSTEM FILTER/SEPERATOR CONTROL PANEL | 203AHFAS0P | PRECIPITATOR AIR ASH SEPARATOR | 54674-22-212 | 2FA8E17 | 1 | EA | 163
PETE | 5012741 | 10.507.459 | BREAKER, CIRCUIT, HMCP 15 AMP | 203MCCFF3A | UNIT 3 BAGHOUSE, 480 VOLT MCC FF-3A, SEC.1/1200 AMP., SEC. 2/8-600 AMP., 65,000 AMP. SHORT CIRCUIT RATING. MAIN INCOMING FROM 480 VOLT SWGR. BUS FF3A, CUBICLE 4B | HMCPS015E0C | 2FA21B10 | 1 | EA | 724.57
PETE | 5012760 | 10.507.460 | BREAKER, CIRCUIT, MAGNETIC, MOLDED CASE, 1 POLE, 120/240 VAC, 20 AMPERE, INTERRUPTING RATING 42000 AMPERE @120/240, 5000 AMPERE @ 24 TO 48 VAC, USED IN FREEDOM 2100 MCC, PETE SBS & 2&3 BAGHOUSE MCC'S. | 203MCCFF3A | UNIT 3 BAGHOUSE, 480 VOLT MCC FF-3A, SEC.1/1200 AMP., SEC. 2/8-600 AMP., 65,000 AMP. SHORT CIRCUIT RATING. MAIN INCOMING FROM 480 VOLT SWGR. BUS FF3A, CUBICLE 4B | QBHW1020 | 2FA21F27 | 2 | EA | 57.66
PETE | 5004723 | 10.507.462 | BREATHER, 40 MICRON, 0.75" NPT, EPOXY COATING, REF #ABS-W-40-N12 FOR PETE 2 & 3. | 203RFBFLO1 | 3-1 BOOSTER FAN LUBE OIL SYSTEM | P562529 | 2FA1A30 | 5 | EA | 41.55
PETE | 5008058 | 10.507.464 | BRIDGE PLATE ASSY. (VALVE BODY), LEFT HAND, 316 SS, FOR PETE #3 IUCS VACUUM FILTERS, KOMLINE-SANDERSON MODEL KDF1290. | 203RWVFFL1 | FL-1 VACUUM FILTER ***CONFINED SPACE ENTRY*** ***SEE NOTES PAGE 6*** | P1581-00010D-LH | SB1AE2 | 2 | EA | 14024
PETE | 6401216 | 10.507.472 | BRUSH, EXCITER, FOR ALTERNATOR COLLECTOR RINGS ON UNIT #3 AT PETE GENERATING STATION (TURBINE NO. 170 X 583). "DO NOT SUBSTITUTE" |  |  | 323B7989P0002 | 2FA2G25 | 79 | EA | 2527.21
PETE | 5012622 | 10.507.486 | PILOT LIGHT BULB, USED ON UNITS 1 & 3, 2014, E.S.P. UPGRADE. PURGE AIR HEATING SYSTEM. | 203ENP0000 | UNIT 3 PRECIPITATORS INCLUDES CONTROLS, TR SETS, VIBRATORS, RAPPERS, DOORS, LOCKS AND HIGH VOLTAGE BUSHINGS. *********CONFINED SPACE SEE NOTES PAGE 6********* | 800TN-258 | 2FA8E26 | 4 | EA | 40
PETE | 5301061 | 10.507.491 | BUSHING, #35216, FOR RWSE WALL BLOWERS PETE #3. | 203BSSBA01 | A-1 "A" ROW WALL SOOTBLOWER | 35216 | 1FA3C4 | 2 | EA | 76.26
PETE | 6905279 | 10.507.495 | BUSHING, 23 KV, MCGRAW-EDISON CAT. #1B973BB-G2, S/N 1772838 FOR #4 MAIN TRANSFORMER. |  |  |  | SB3H2C2 | 1 | EA | 7015
PETE | 5009316 | 10.507.498 | BUSHING, DRIVE, SPLIT TAPER, FOR MOTOR SHAFT, USED ON PETE 3 P2A, P2B & PETE4 P102A, P102B, IUCS/CSI FILTER FD PPS, WARMAN 6/4 DAH SIZE, SUPPLIER ITEM #B83GZ03260 | 203RWFP02A | P2A FILTER FEED PUMP AND MOTOR (EAST PUMP) | B 2-1/8 | 2FA17C1 | 1 | EA | 17.68
PETE | 5002560 | 10.507.503 | BUSHING, HIGH VOLT, WESTINGHOUSE ELECTRIC CO, USED PETE #4 PRECIPITATOR, TRANSFORMER/RECTIFR MANUFACTURER PART NO = 615D930G02 |  |  | 615D930G02 | SB3B1B5 | 2 | EA | 1824
PETE | 5004087 | 10.507.518 | BUSHING, SHEAVE, DRIVEN, M 4", USED ON FL-101 & FL-102 VACUUM FILTER PUMP | 204RWVP06A | 106A FILTER VACUUM PUMP MCC 101 VACUUM PUMP VP-106A | M25GX09320 | SB1JE8 | 1 | EA | 190.51
PETE | 5004461 | 10.507.527 | BUSHING, DRIVE PULLEY, "MOTOR", FOR THICKENER RAKE, USED ON PETE #3 IUCS/CSI THICKNER TANK, EIMCO MODEL C60B2P, S/N 76011-01. | 203RDTHD01 | THICKNER DRIVE #1 GEAR REDUCER AND MOTOR | SD1 1/8 | 2FA5E9 | 2 | EA | 22.3
PETE | 5706504 | 10.507.528 | BUSHING, TAPERLOCK, SPROCKET, FEEDER DRIVE, FOR PETE #3 & #4 FLYASH DAY TANK ROTARY FEEDERS. "DO NOT SUBSTITUTE" | 203RWFAFS0 | FLYASH DAY TANK ROTARY FEEDER AND AIR SLIDE | Q1X2 (not applicable) | 2FA14E10 | 2 | EA | 41.56
PETE | 5003935 | 10.507.540 | CONNECTOR, 1-1/2" CAMLOCK, FEMALE COUPLER- FEMALE THREAD, 316SS, NPT, FOR PETE #3 & #4 SCRUBBER PUMP FLUSHING. |  |  | PPD150 | 1FA8A9 | 17 | EA | 156.34
PETE | 5403199 | 10.507.594 | CONTACT, MOVING, INTERMEDIATE FOR CIRCUIT BREAKER GENERAL ELECTRIC, MODEL AK2A50, DESC 600VAC MANUFACTURER PART NO = 073-293B220G-4 | 202ESPC00P | 480V PRECIPITATOR POWER CENTER 2-3 INCLUDES BREAKERS, TRANSFORMERS, COOLING FANS AND ALL ASSOC. EQUIPMENT: INSTALLED NEW DURING UNIT 2 FALL OUTAGE 2016 |  | 2FA7F38 | 6 | EA | 30.18
PETE | 5004296 | 10.507.614 | CONTACT, AUX., 1 N.O. & 1 N.C., SZ 1 & 2M, SIEMENS-ALLIS #25-131-793-111 FOR PETE #4 AT I.U.C.S. ON SIEMENS-ALLIS M.C.C. #101, AND FOR PETE #4, CSI, SIEMENS ALLIS MCC'S MARQ. 21, REF. #09-1467-52161. #09-1467-52161. | 204RE00000 | UNIT 4 SCRUBBER ELECTRICAL SYSTEM | 25-131-793-111 | 4FA4E17 | 5 | EA | 118.5
PETE | 5403202 | 10.507.617 | CONTACT, STATIONARY, 600VAC, FOR POWER CIRCUIT BREAKERS, G.E. MODEL AK2A50, USED ON PETE #3 COOLING TOWERS POWER CENTERS. | 202ESPC00P | 480V PRECIPITATOR POWER CENTER 2-3 INCLUDES BREAKERS, TRANSFORMERS, COOLING FANS AND ALL ASSOC. EQUIPMENT: INSTALLED NEW DURING UNIT 2 FALL OUTAGE 2016 | 805B910G1 | 2FA7F38 | 8 | EA | 8758.8
PETE | 5006889 | 10.507.621 | CONTACT, MAIN STATIONARY, LEFT, P/N 193A1125G2 FOR PETE #4 SCRUBBER 480V LOAD CENTER MAIN BREAKERS (3000 AMP ONLY). |  |  | 193A1125G2 | 2FA19A24 | 9 | EA | 2310.75
PETE | 5402968 | 10.507.622 | CONTACT, L.H. MOVING (ARCING), FOR PETE 4KV / 1200A ALLIS-CHALMERS AIR CIRCUIT BREAKERS, W/ STORED ENERGY OPERATOR. | 202ESB0CX1 | BUS C FEED FROM UNIT AUX TRANS 2A CX1 * BREAKER: INCLUDES ALL CUBICLE AND BREAKER COMPONENTS: *** SERIALIZED EQUIPMENT SEE NOTES PAGE-6 *** | 71-112-913-00-5 | 2FA7A9 | 1 | EA | 537
PETE | 5006882 | 10.507.624 | CONTACT, MOVING INTERMEDIATE LEFT, P/N 193A1126G9 FOR PETE #4 SCRUBBER 480V LOAD CENTER MAIN BREAKERS (3000 AMP ONLY). |  |  | 193A1126G9 | 2FA19A18 | 3 | EA | 785.64
PETE | 5305978 | 10.507.646 | CAP, BURNER, NOZZLE, 2 MVI, DRILLED, ITEM #P05, FOR WARMUP GUN ASSEMBLY, USED ON PETE #3 BOILER OIL IGNITION SYSTEM. | 203BFWGL01 | WARM-UP OIL GUNS 1/2 LEVEL | 1022-500-10190 | 1FA6F3 | 1 | EA | 848
PETE | 5513903 | 10.507.650 | CAP, END, TRUNNION SHAFT, FREE END, FOR PETE #3 & #4 ABB C-E SVCS. MODEL 903RP COAL PULVERIZERS, S/N 73831-73836. | 203BFCM001 | 3-1 PULVERIZER *** CONFINED SPACE ENTRY *** *** FOR PYRITE SECTION ONLY - SEE NOTES PAGE 6 *** | 94-146 | SB3L1C2 | 2 | EA | 4412.46
PETE | 5601879 | 10.507.658 | CAPACITOR, BECK DRIVE POSITIONER, S/N 11-409-130823-01-0X, S/N 11-409-130823-06-0X, AND S/N 11-409-130823-15-0X CONTROL DRIVES, USED ON PETE 1 FD FAN INLET DAMPER, FD FAN OUTLET DAMPER AND ID FAN OUTLET DAMPER. |  |  | 14-2840-09 | 4FA5D30 | 1 | EA | 18.1
PETE | 5307785 | 10.507.664 | CAPACITOR, ELECTROLYTIC, FAN MOTOR, SPEED CHANGER, SPRAGUE, 250V, 7704L, FOR PETE #1 & #4 ID FANS, ESCO MFG. CO. MODEL. |  |  |  | 2FA25E20 | 1 | EA | 192
PETE | 6626330 | 10.507.669 | CAPACITOR, FOR ALTERREX, G.E. COMPANY, S/N 170X583 TURBINE, AREA PETE 3 MANUFACTURER PART NO = 68A7178P8 |  |  | 68A7178P8 | 2FA25E51 | 1 | EA | 454.12
PETE | 6001685 | 10.507.676 | CAPILLARY, YELLOW, FOR NOX MONITOR, THERMO ELECTRON MODEL AR-10, S/N 17788-173, USED ON PETE #4 STACK MONITOR. | 201EN00000 | UNIT 1 ENVIROMENTAL SYSTEMS & MONITORS | 4112 | 2FA21H40 | 3 | EA | 34.74
PETE | 5609039 | 10.507.678 | CARD, CONTROL, KPD MX3, LARGE, PT# KPMX3LLCD, FOR BENSHAW 8,000 HP, 6900 V, REDUCED VOLTAGE SOFT START UNIT. | 203RFBF001 | 3-1 BOOSTER FAN INCLUDES FAN WHEEL, HOUSING, LUBE OIL SYSTEM AND BEARINGS. NEW FAN 2015 FOR ECC PROJECT. *** CONFINED SPACE ENTRY *** SEE NOTES PAGE 6 *** | KPMX3LLCD | 2FA9E3 | 1 | EA | 544
PETE | 5711727 | 10.507.686 | CARRIER, (BEARING), FOR DRIVE ASSY. CHAIN CASE, USED ON PETE #3 GARDNER-DENVER TWO-STAGE FLYASH BLOWERS, MODEL #11CDL27-9CDL18, P/N 8505857. |  |  | 88888-1120 | 1FA3G17 | 1 | EA | 2590
PETE | 5003191 | 10.507.697 | CASE, FOR PETE #3 IUCS THICKENER SUMP PUMP, GALIGHER MODEL 1.5 SRA 1100X36", S/N SP76-12969, MFT. P/N 1.5 SRD210-L-7211-F. |  |  | 25825 | 2FA14I2 | 1 | EA | 677
PETE | 6718039 | 10.507.699 | CASING, HC-250 MATERIAL, HARDENED, FOR LAWRENCE PUMPS, MODEL DDL DOUBLE VOLUTE, SER NO = 71511, DWG A-35401 | 203AHRWP01 | 3-1 ASH SLUICE RETURN WATER PUMP | 023-37537-001 | SB1MF6 | 2 | EA | 40091
PETE | 5301085 | 10.507.707 | CHAIN, PETE 3 & 4, TRANSVERSING, FOR COPES VULCAN INC, MODEL MK-II, DESC 2 IN D.P. | 203BSSBL01 | L-1 LONG RETRACT T 30 MARK 2 | 032820 | SB1BD8 | 35 | FT | 851.9
PETE | 5711267 | 10.507.714 | CHAMBER, POWER, FOR SOOT INTAKE, USED ON PETE #3 & EWS #7 TOP ASH SYSTEMS, PER UC PO 54674-4. | 203AHFHE01 | 3-1 ECONOMIZER HOPPER. | 4402-13 | SB5A2A3 | 2 | EA | 398
PETE | 6001827 | 10.507.719 | CHASSY, RS232, FOR GENERATOR FREQUENCY RECORDER JOHNSON YOKOGAWA CORP, UNIT PETE 3 MANUFACTURER PART NO = B9574VT |  |  | B9574VT | 2FA12F5 | 1 | EA | 606
PETE | 5007632 | 10.507.720 | CHASSIS, TRANSMITTER, FOR PETE #3 & #4 SCRUBBER & IUCS/CSI LEVEL TRANSMITTERS, DREXELBROOK ENGINEERING MODEL C508-25-6. | 203RPMSTK0 | STT-3-1 SLURRY TRANSFER TANK *** CONFINED SPACE ENTRY *** *** SEE NOTES PAGE 6 *** | 408-8232-001-00 | 4FA4G5 | 2 | EA | 2929
PETE | 5608252 | 10.507.727 | CHOKE, FOR TURBINE SUPERVISORY INST. SYSTEM, GENERAL ELECTRIC COMPANY, S/N170X755, AREA PETE 4 MANUFACTURER PART NO = 44B334856-G01 |  |  | 44B334856-G01 | 2FA13E30 | 1 | EA | 90.34
PETE | 5513969 | 10.507.740 | COUPLING, STANDARD FAST'S FLEX, SIZE- 3-1/2", ROUGH BORE, W/ HUB, SLEEVE & SHROUDED BOLT FASTENER KIT, FOR PETE #2 EXHAUSTER FAN SHAFT. | 202BFCM001 | 2-1 PULVERIZER *** CONFINED SPACE ENTRY *** *** FOR PYRITE SECTION ONLY | MP-10478 | SB3M1B1 | 2 | EA | 2646.79
PETE | 5513280 | 10.507.751 | COVER KIT, BEARING, CONSISTING OF: 8 LOCK-WASHERS, 8 SCREWS, 2 DOWEL PINS, 1 GASKET & 1 BEARING COVER, FOR PETE #3 & #4 STOCK COAL FEEDERS S.E. CO. #5124. | 203BFCF001 | 3-1 COAL FEEDER ********SEE EQUIPMENT NOTES PAGE 6 ********** ***NUCLEAR DENSITY GAGE ATTACHED TO PIPING*** | AB15445-1 | 1FA6H2 | 1 | EA | 654
PETE | 6718015 | 10.507.761 | COVER, UPPER RADIAL BEARING, C.I., P/N 035-55718-000 FOR LAWRENCE SUMP PUMP, S/N 71513- 1, 2, 3, 4, 5, MODEL DD DOUBLE VOLUTE, SIZE 16", FOR PETERSBURG PLANT DRAINAGE 4-1 THROUGH 4-4. | 203AHRWP01 | 3-1 ASH SLUICE RETURN WATER PUMP | 035-55718-000 | SB5A3B9 | 2 | EA | 2812
PETE | 5513990 | 10.507.762 | COVER, BOWL HUB, FOR PETE #3 & #4 ABB C-E SVCS. MODEL 903RP COAL PULVERIZERS, S/N 73831-73836. | 203BFCM001 | 3-1 PULVERIZER *** CONFINED SPACE ENTRY *** *** FOR PYRITE SECTION ONLY - SEE NOTES PAGE 6 *** | GP-14037 | SB3K1A3 | 1 | EA | 8277.1
PETE | 5005603 | 10.507.772 | COVER, END, FOR PETE #4 SCRUBBER ABSORBER FEED PUMPS, WARMAN PUMPS MODEL 450STL. | 204RMQFPA1 | P-402A-1 QUENCHER PUMP | S024-10D81 | SB3B2B4 | 3 | EA | 2607.99
PETE | 5702953 | 10.507.778 | COVER, POKEHOLE (3-2715-23), PRESSURIZED, FOR PETE #3 & #4 BOTTOM ASH PYRITE HOPPERS, PER UC PO 54674-4, DWG. #3-2715-11. | 203AHBAHA0 | UNIT 3 BOTTOM ASH SYSTEM A HOPPER AND ASSOCIATED EQUIPMENT | 27307 | 4FA55A4 | 2 | EA | 590.11
PETE | 5305568 | 10.507.781 | CRANK, BELL, CASTING ASSY., LEFT HAND, FOR DIRECT DRIVE ADJUSTING MECHANISM, DWG #D-902-5943, USED ON PETE #2 & #3 ABB C-E SVCS. BOILER BURNER NOZZLES. | 201BFCBA00 | A CORNER BURNERS, TILTS, LINKAGE, AND DRIVE UNIT | 902-5943-FA | 1FA6A21 | 2 | EA | 561.7
PETE | 5513035 | 10.507.787 | CUP, TAPERED ROLLER BEARING OUTER RACE, FOR SECONDARY WORM GEAR REDUCER, USED ON PETE #3 & #4 GRAVIMETRIC COAL FEEDERS, STOCK EQUIPMENT CO. MODEL 8224A. | 203BFCF001 | 3-1 COAL FEEDER ********SEE EQUIPMENT NOTES PAGE 6 ********** ***NUCLEAR DENSITY GAGE ATTACHED TO PIPING*** | 44348 | 2FA6F21 | 4 | EA | 65.32
PETE | 5711479 | 10.507.792 | ASSEMBLY, ROD END CAP SK-4401-30 FOR 4" X 13" CYL (3-4401-69) AS FURNISHEDON U.C.C. P.O. 54674-4 FOR ASH HANDLING SYS PETE #3. |  |  | SK-4401-30 | 1FA3D30 | 2 | EA | 213.32
PETE | 5008224 | 10.507.794 | KIT, CYLINDER REPAIR FOR 20" TJ CYLINDER AEROQUIP, MODEL 20, TYPE KNIFE GATE MANUFACTURER PART NO = 6331U-027 | 204RDVYQ1A | A-1 QUENCHER PUMP A-1 DISCHARGE VALVE FV-304A | 6331U-027 | 2FA5E12 | 6 | EA | 370.8
PETE | 5711478 | 10.507.796 | CYLINDER, 4" X 13", UNITED CONVEYOR CORP., AS FURNISHED ON UCC PO 54674-4,FOR ASH HANDLING SYSTEM, PETE 3. MANUFACTURER PART NO. 3-4401-69 | 203AHBD001 | 3-1 DEWATERING BIN, GATES AND SCREENS |  | SB5A1B4 | 2 | EA | 470.06
PETE | 5004665 | 10.507.799 | CYLINDER, HYDRAULIC, FOR 30" CLARKSON DUAL-HYDRAULIC KGA VALVE, USED ON PETE 1 & 2 SCRUBBER UPGRADED RECYCLE PUMP DISCHARVE VALVE. | 203RWPGF00 | FILTRATE PIPING | KGA-DH-HC | SB1HE5 | 2 | EA | 9635.54
PETE | 5004561 | 10.507.801 | CYLINDER SECTION, STEEL, FOR KREBS MODEL GMAX6 HYDROCLONES, USED ON PETE #3 & #5 LIMESTONE BALL MILLS. | 203MSH0003 | UNIT 3 MILL SLURRY HYDROCLONE #3 | G61-066045C-ST | SB3A1B2 | 2 | EA | 493
PETE | 5711278 | 10.507.803 | CYLINDER, AIR, 6" BORE X 16" STROKE, FOR 8" T.E. SLUICE GATE, USED ON PETE #3 BOTTOM ASH SYSTEM, PER UC PO 54674-4. | 203AHVY025 | COV-2025 PYRITE TRANSFER TANK DISCHARGE SLUICE GATE SHUTOFF VALVE AT THE TRANSFER TANK. | 4401-78 | SB5A2B2 | 2 | EA | 4063
PETE | 5004029 | 10.507.804 | CYLINDER, PNEUMATIC, COMPLETE, FOR DEZURIK, MODEL 6, MANUFACTURER PART NO = LCGC6-6" | 203RDVF420 | FV 420-A WASTE SLURRY PUMP P8-3A DISCHARGE VALVE. | LCGC6-6'' | SB3E2D2 | 1 | EA | 1037
PETE | 5706851 | 10.507.806 | CYLINDER, AIR, 8" X 14", 12" BUTTERFLY, BIN ISOLATION VALVE TO PADDLE MIXER/UNLOADER 4050, UCC DWG #5-1941-191, AT PETE 3&4 FLY ASH SILOS. . | 203AHFU031 | 3-1 ROTARY DUSTLESS UNLOADER | 44389-1 | SB1GC4 | 1 | EA | 1377
PETE | 5004601 | 10.507.840 | COIL, RECEIVER, DOUBLE COIL 35" FOR METAL DETECTOR TECTRON ENGINEERING MANUFACTURER PART NO = P-504 | 204RPCVBMD | LIMESTONE CONVEYOR METAL DETECTOR SHUTS #2 LIMESTONE BELT DOWN IF METAL IS DETECTED | P-504 | SB3C1B6 | 1 | EA | 595
PETE | 5413349 | 10.507.846 | COIL, P/N 721-366A772G6, 24VDC FOR 12HFA51A RELAY FOR PETE #4 ABBOTT SWITCHGEAR. |  |  | 721-366A772G6 | 2FA24F25 | 1 | EA | 72.39
PETE | 5012897 | 10.507.851 | SOLENOID COIL, VALVE, 110 VAC, TURBO, USED ON FOSTER WHEELER P.J.F.F. (BAGHOUSE) FILTER CLEANING SOLENOIDS. | 203BCOMP01 | UNIT 3 FABRIC FILTER COMPARTMENT #1, CONTAINS 34 ROWS OF 40 FILTER BAGS SUPPORTED ON WIRE CAGES, TOTAL OF 1360 BAGS. BAGS ARE 29.75' LONG, 5" DIAMETER. COMPARTMENTS ARE NUMBERED SO. TO NO., EAST TO WEST, S.E. IS #1, N.E.. IS #2. 2PI-FF-1801 DIFF.PRESS.GA | E621453 | 2FA4F31 | 8 | EA | 125.36
PETE | 5002218 | 10.507.858 | COIL, PRECIPITATOR RAPPER FOR RESEARCH COTTRELL INC. MODEL MIGI, MFT. P/N 58299-C1. | 203AHTA000 | UNIT 3 TOP ASH SYSTEM | 58299-C1 | SB1CA5 | 11 | EA | 3108.38
PETE | 5504406 | 10.507.864 | COLLAR, SPLIT, COAL AIR GATE - 22", CONTR 00173, PETE 3. | 203BFCBA00 | A CORNER BURNERS, TILTS, LINKAGE, AND DRIVE UNIT | 3A-6019-A | 4FA52B1 | 3 | EA | 2250
PETE | 3910127 | 10.507.899 | CONE, BEARING, ITEM T4-21 FOR CRANE TELEDYNE MOTOR OPERATED VALVES, MODEL T4-02, S.O. 950046, S/N T-1144, UNIT #1. TIMKEN L44649 |  |  | T47CF56600 | 1FA10E66 | 8 | EA | 65.2
PETE | 5706250 | 10.507.901 | CONE, 1175, FOR NASH, MODEL CL3002, MANUFACTURER PART NO = 104 | 203RWVP06A | P6A FILTER VACUUM PUMP | 104 | SB3C1B1 | 1 | EA | 1634.75
PETE | 1602307 | 10.507.906 | CONNECTOR, B.N.C. MALE, MIL #UG260/U, AMPHENOL #31-012 FOR 50 OHM CABLE RG-58. |  |  |  | 1FA4F6 | 7 | EA | 19.6
PETE | 5301086 | 10.507.915 | CONNECTOR, CHAIN FOR T-30 MK 11 LONG RETRACTS SOOT BLOWER LINK BELT #C2080H COTTER TYPE PETE 3. | 203BSSBL01 | L-1 LONG RETRACT T 30 MARK 2 | 032824 | 1FA3E6 | 4 | EA | 161.39
PETE | 5004290 | 10.507.927 | STAB, 150A, TP NON PVC, SIEMENS-ALLIS #25-118-982-531 FOR PETE #4 AT I.U.C.S. ON SIEMENS-ALLIS M.C.C. #101. |  |  | 25-118-982-531 | 2FA19B23 | 3 | EA | 445.8
PETE | 5711216 | 10.507.942 | DISC, GATE MK "A" NI-92 FOR 8" GATE (4-1908-127) AS FURNISHED ON UC PO 54674-4 FOR ASH HANDLING SYS PETE #3. | 203AHTKP01 | 3-1 PYRITE HOPPER AND CATEGORY'S OF THE HOPPER | SK-190826-1 | 1FA3B8 | 2 | EA | 495.55
PETE | 5006072 | 10.507.950 | DIVIDER, FLOW, FOR CLARKSON COMPANY, MODEL 30, TYPE KNIFE GATE VALVE MANUFACTURER PART NO = 6013 | 204RDVYA1A | A-1 ABSORBER FEED PUMP DISCHARGE VALVE FV-402A | 6013 | 4FA4E22 | 2 | EA | 1709.34
PETE | 5012933 | 10.507.954 | KIT, AUTODRAIN, FOR INGERSOLL RAND MODEL HL4001S00AA AIR DRYERS, USED ON PETE 2 & 3 BAGHOUSE INSTRUMENT AIR DRYERS. | 203BCOMP01 | UNIT 3 FABRIC FILTER COMPARTMENT #1, CONTAINS 34 ROWS OF 40 FILTER BAGS SUPPORTED ON WIRE CAGES, TOTAL OF 1360 BAGS. BAGS ARE 29.75' LONG, 5" DIAMETER. COMPARTMENTS ARE NUMBERED SO. TO NO., EAST TO WEST, S.E. IS #1, N.E.. IS #2. 2PI-FF-1801 DIFF.PRESS.GA | 85566404 | 2FA4E24 | 2 | EA | 90
PETE | 5706793 | 10.507.963 | VFD DRIVE, CUE 3X380-500V IP55 22KW 44A/40A, USED FOR WATER BOOSTER PUMP TO THE PIN PADDLE MIXER/UNLOADERS IN PETE 3&4 ASH SILOS. | 203AHFSP01 | 3-1 SILO DUSTLESS UNLOADER BOOSTER PUMP | 91136888 | SB1JE4 | 1 | EA | 4037.11
PETE | 5005698 | 10.507.977 | EJECTOR, SHAFT SLEEVE, FOR SUMP PUMP WARMAN PUMPS, MODEL 10RV-SPR MANUFACTURER PART NO = RV077C21 | 204RBSU042 | P404-2 FGD AREA DRAINAGE SUMP PUMP. | RV077C21 | 2FA16F32 | 1 | EA | 34.2
PETE | 5713405 | 10.507.982 | ELBOW, PIPING, 12" ID X 45 DEG., 15-1/4" OD, 29-1/2" RAD., ABRESIST LINED, W/ ROTATING FLANGES ON BOTH ENDS, DWG. #AB-0098, ITEM #5, FOR PETE #3 & #4 BOTTOM ASH SYSTEMS. | 204AHPGD00 | BOTTOM ASH DISCHARGE PIPING. |  | SB1RC10 | 1 | EA | 1718.2
PETE | 5006200 | 10.507.987 | ELBOW, FEED PIPE (SPOUT), FOR PETE SCRUBBER #5 LIMESTONE BALL MILL. | 204BMS0000 | BALLMILL SYSTEM 44-05 | 2872291 | SB1GD7 | 1 | EA | 13414.84
PETE | 5304809 | 10.507.988 | ELL, FUEL INLET, 22" COAL PIPE, CERAMIC LINED, FP-33, FOR PETE #3 & #4 ABB C-E SVCS. COAL PULVERIZER PIPING TO BOILER (C2, C3, C5, A2), DWG. #0173-4E-4005-02. | 203BFCBC00 | C CORNER BURNERS, TILTS, LINKAGE, AND DRIVE UNIT | 3A-7716-E | SB1PF7 | 2 | EA | 8618.33
PETE | 5713475 | 10.507.990 | ELBOW, PIPING, 12" X 90 DEG., FOR PETE #4 CSI FLYASH SILO. | 203AH00000 | UNIT 3 ASH HANDLING SYSTEM | 4-17931 | SB1RB5 | 1 | EA | 1367
PETE | 5711241 | 10.507.991 | ELBOW, PIPING, 8" X 90 DEG., FOR AIR ASH SEPARATOR (SK-1710-77), USED ON PETE #3 & #4 ECONOMIZER ASH SYSTEMS. | 203AHFAS0E | ECONOMIZER AIR ASH SEPERATOR | 17705 | SB1QB3 | 1 | EA | 1178.08
PETE | 5706022 | 10.507.992 | ELBOW, 1", 90 DEGREE, BELL EPOXY 1.0 GREENTHREAD, USED ON PETE 3&4 SILO UNLOADERS. | 203AHFU031 | 3-1 ROTARY DUSTLESS UNLOADER | SM022010-360-0 | 2FA15F23 | 4 | EA | 172
PETE | 5711299 | 10.507.993 | ELBOW, 4" 30 DEG PT.# SK-1710-62 (170244) AS FURNISHED ON UCC PO 54674-4 FOR ASH HANDLING SYS PETE #3. | 203AHTKP06 | 3-6 PYRITE HOPPER AND CATEGORY'S OF THE HOPPER | SK-1710-62 | SB1RE4 | 1 | EA | 339.05
PETE | 5701231 | 10.507.998 | ELBOW, 8", 22.5 DEG., USED ON PETE 2&3 BAGHOUSE ASH SYSTEM, PRESSURE CONVEYOR LINE SEGMENT 2. | 203BCOMP01 | UNIT 3 FABRIC FILTER COMPARTMENT #1, CONTAINS 34 ROWS OF 40 FILTER BAGS SUPPORTED ON WIRE CAGES, TOTAL OF 1360 BAGS. BAGS ARE 29.75' LONG, 5" DIAMETER. COMPARTMENTS ARE NUMBERED SO. TO NO., EAST TO WEST, S.E. IS #1, N.E.. IS #2. 2PI-FF-1801 DIFF.PRESS.GA | 8L3-1 | SB1NC3 | 1 | EA | 684
PETE | 5004732 | 10.508.018 | ELEMENT, E-5, USED AT PETE 3 IUCS FILTRATE RECEIVER PUMPS. | 203RWFRP5A | P5A FILTRATE PUMP | 7300020 | 2FA5A22 | 1 | EA | 89.41
PETE | 5012931 | 10.508.030 | ELEMENT, F791IHE, LINE FILTER, INLET AIR, FOR INGERSOLL RAND MODEL HL4001S00AA AIR DRYERS, USED ON PETE 2 & 3 BAGHOUSE INSTRUMENT AIR DRYERS. | 203BCOMP01 | UNIT 3 FABRIC FILTER COMPARTMENT #1, CONTAINS 34 ROWS OF 40 FILTER BAGS SUPPORTED ON WIRE CAGES, TOTAL OF 1360 BAGS. BAGS ARE 29.75' LONG, 5" DIAMETER. COMPARTMENTS ARE NUMBERED SO. TO NO., EAST TO WEST, S.E. IS #1, N.E.. IS #2. 2PI-FF-1801 DIFF.PRESS.GA | 85565877 | 2FA4B22 | 2 | EA | 396
PETE | 5012937 | 10.508.033 | PILOT AIR ELEMENT, FOR INGERSOLL RAND MODEL HL4001S00AA AIR DRYERS, USED ON PETE 2 & 3 BAGHOUSE INSTRUMENT AIR DRYERS. | 203BCOMP01 | UNIT 3 FABRIC FILTER COMPARTMENT #1, CONTAINS 34 ROWS OF 40 FILTER BAGS SUPPORTED ON WIRE CAGES, TOTAL OF 1360 BAGS. BAGS ARE 29.75' LONG, 5" DIAMETER. COMPARTMENTS ARE NUMBERED SO. TO NO., EAST TO WEST, S.E. IS #1, N.E.. IS #2. 2PI-FF-1801 DIFF.PRESS.GA | 104424 | 2FA4E24 | 2 | EA | 88
PETE | 5005969 | 10.508.036 | ELEMENT, FILTER, FOR MAIN BEARING LUBE OIL, USED ON PETE #4 SCRUBBER BALL MILL (#5). | 204LOS4405 | LUBE OIL SYSTEM FOR UNIT 4 BALLMILL BML 44-05 | SF-6726-MG | 2FA16H4 | 8 | EA | 515.18
PETE | 5012769 | 10.508.058 | SPEED CONTROLLER, SCREWS INTO THE DAMPER ACTUATOR SOLENOID EXHAUST PORT, USED ON FOSTER WHEELER P.J.F.F. (BAGHOUSE) OUTLET DAMPER ACTUATORS. | 203BA3201Y | UNIT 3 FABRIC FILTER - COMPARTMENT 1, OUTLET DMPR 1, , 88" DIA. POPPET DMPR, 3BA3201Y; 3ZS-BA-3201O-OPEN LIMIT SW. 3ZS-BA-3201C-CLOSE LIMIT SW. 3SV-BA-3201O-OPEN SOV 3SV-BA-3201C-CLOSE SOV NORGREN 10 X 33 CYLINDER PART #'S LISTED IN NOTES | MM008A | 2FA21G44 | 4 | EA | 280.58
PETE | 5721631 | 10.508.061 | CONTROLLER, AUTO REVERSE, ADJ., FOR DRIVE ASSEMBLY, USED ON PETE #3 BOTTOM ASH GRINDERS. | 204AHCNIB0 | UNIT 4 ASH BOTTOM INSTRUMENTS AND DEVICES INCLUDES ALL BOTTOM ASH SYSTEM MEASURING, INDICATING, RECORDING OR CONTROLLING INSTRUMENTS. | 42396-2 | 1FA3C66 | 2 | EA | 1904
PETE | 6001943 | 10.508.066 | CONVERTER, FREQUENCY CURRENT #MM0013188 TYPE WEU-FSU T.110V USED ON VIBRATION MONITORS FOR 4-2 MOTOR DRIVEN BOILER FEED PUMP HYDRAULIC COUPLING. |  |  | MM0013188 | 2FA21H32 | 1 | EA | 1074.78
PETE | 5705174 | 10.508.069 | CONVEYOR, FLIGHT SCREW, 6" DIA X 6" PITCH, 1/4" R.H. SECTIONAL, 6'-10 1/2"LONG WITH 9" OF BARE PIPE, ITEM 2, DWG. 211450. FOR PETE #4 CSI, LIME CONVEYOR CO-104 CONT. SCREW CONV. JOB #C3-586. | 204RWCB104 | CO-104 ADDITIVE SCREW CONVEYOR MCC 101 ADDITIVE SCREW CONV. CO-104 |  | SB1 RACK G | 1 | EA | 941.15
PETE | 5706401 | 10.508.070 | TROUGH, SCREW CONVEYOR, 16" X 1/4" X 7'- 5-1/4", U-SHAPED, FOR PETE #4 IUCS/CSI FLYASH SCREW CONVEYOR, CO-107, ORDER #C3-536. | 204RWCB107 | CO-107 MIXER FEED SCREW CONV, AND BRGS | M90031A1 | SB1OB4 | 1 | EA | 1263
PETE | 6001650 | 10.508.072 | COOLER, IN-LINE SAMPLE, CAT. #3503-1059-2 FOR BOILER SAMPLE ROOM PETE #1 &2 GEN. STATION. |  |  | 3503-1059-2 | 2FA59B2 | 1 | EA | 704.95
PETE | 5605205 | 10.508.080 | COUNTER, EAGLE #HZ172A6, O-40, 120V/50-60 HZ M10, OUTPUT 120V, A10 FOR FARVAL SPRAY LUBRICATOR SO2 BALL MILL #3 UNIT. | 203RPBMLO0 | BALL MILL LUBE SYSTEM M2-3 | HZ172A6 | 2FA8A4 | 1 | EA | 630.13
PETE | 2208093 | 10.508.081 | COUPLER, HYDRAULIC, MALE, AERO-QUIP, FOR PETE #4 SCRUBBER RECYCLE PUMP SUCTION VALVES & QUENCHER PUMP ISOLATION VALVE HYDRAULIC SYSTEM. (CLARKSON VALVES) | 204RDPGHO0 | HYDRAULIC OIL SYSTEM PIPING | 560266S | 1FA10H24 | 5 | EA | 52.93
PETE | 5701086 | 10.508.082 | COUPLER-FRONT, 3", USED ON THE SHEARDISK VALVE ON THE NUVA FEEDER, PETE 2&3 BAGHOUSE | 203BCOMP01 | UNIT 3 FABRIC FILTER COMPARTMENT #1, CONTAINS 34 ROWS OF 40 FILTER BAGS SUPPORTED ON WIRE CAGES, TOTAL OF 1360 BAGS. BAGS ARE 29.75' LONG, 5" DIAMETER. COMPARTMENTS ARE NUMBERED SO. TO NO., EAST TO WEST, S.E. IS #1, N.E.. IS #2. 2PI-FF-1801 DIFF.PRESS.GA | 191695 | 2FA11E59 | 1 | EA | 124
PETE | 5706643 | 10.508.085 | COUPLING, HIGH SPEED ASSEMBLY, FOR 7080 SERIES GEARBOX (75Q25), USED ON PETE #4 DEWATERING SURGE TANK AGITATOR (GSA 44-1). | 272GSA4100 | GSA 44-01 GYPSUM SURGE TANK AGITATOR | 806717PSP | 2FA11B2 | 1 | EA | 386
PETE | 5305035 | 10.508.103 | COUPLING, QUICK, EVERTITE, 1", NPT, PART D, FOR PETE #2 ABB C-E SVCS. BOILER IGNITION SYSTEM. | 203BFOS000 | UNIT 3 BOILER IGNITION SYSTEM |  | 1FA8F24 | 3 | EA | 257.22
PETE | 5003324 | 10.508.107 | COUPLING, TORQUE LIMITER, 500A-1C, FOR ANDCO INC., MODEL 30A/B/C/D SCRUBBER, USED/UNIT PETE 3 MANUFACTURER PART NO = 500A-1C TL-3 | 203RGMID0A | FD30-A MODULE INLET DAMPER INCLUDES DRIVE UNIT, DAMPER, CHAIN AND ELECTRICAL CONTROLS. | 500A-1C TL-3 | 2FA14B15 | 1 | EA | 511.23
PETE | 5004657 | 10.508.113 | COUPLING, J FLANGE, ELASTOMERIC, SURE FLEX SLEEVE, 7/8" BORE, IRON, FOR SLURRY TRANSFER TANK AGITATOR, USED ON PETE #3 SCRUBBER BALL MILL. | 203RPMSMX0 | SLURRY TRANSFER TANK AGITATOR | 5J78 | 2FA1F32 | 2 | EA | 44.98
PETE | 5721052 | 10.508.114 | COUPLING, WOODS SURE-FLEX SIZE 7 FOR 4-1 & 4-2 FLUIDIZING BLOWERS UCC PREC. ASH SYS., UNIT #4. | 204AHFBP01 | 4-1 PRECIPITATOR FLUIDIZING BLOWER | I54ST14907 | 2FA25C7 | 1 | EA | 85
PETE | 5301854 | 10.508.121 | COUPLING, VICTAULIC, 3" X 2 1/2" #750, USED ON UNIT 3 & 4 SOOTBLOWING AIR SUPPLY PIPING. |  |  | #750 | 1FA4H4 | 4 | EA | 280.15
PETE | 1911528 | 10.508.124 | COUPLING, PIPE REPAIR, SIZE- 14, BAND WIDTH | 203AHBGG0A | UNIT 3 (A) BOTTOM ASH HOPPER GRINDER | 226-140012-000 | 1FA22F1 | 3 | EA | 1322.23
PETE | 2208069 | 10.508.129 | COUPLING, QUICK CONNECT, 2", FEMALE COUPLER - HOSE SHANK, MATERIAL- POLYPROPYLENE. | 203RPPGMU0 | MAKE-UP SLURRY PIPING TO SCRUBBER MOD. | 633-C | 1FA8C10 | 4 | EA | 33.64
PETE | 5013523 | 10.508.131 | COUPLING, MOTOR, USED ON PETE 4 SCRUBBER OXIDATION AIR COMPRESSORS. | 204OCS4402 | OXIDATION AIR COMPRESSOR SKID 2 | 70820 | 1FA11H16 | 1 | EA | 88
PETE | 5204990 | 10.508.134 | COUPLING, SHAFT, 2 PIECES CONSISTING OF QUANTITY (1) 5HSB 1 1/8" STL PART #7300315 HUB AND QUANTITY (1) 5HSB 1 5/8" STRAIGHT BORE PART #7300330 HUB. | 203RWFRP5A | P5A FILTRATE PUMP | 5HSB 7300315 & 5HSB 7300330 | 2FA12H8 | 2 | EA | 253.94
PETE | 5513979 | 10.508.139 | COUPLING, HALF, FOR OUTPUT SHAFT TO DRIVE DRUM, 2.37" ID SHAFT BORE & .625" KEY WAY, USED ON PETE #3 & #4 GRAVIMETRIC COAL FEEDERS, STOCK EQUIPMENT CO. MODEL 8224A. | 203BFCF001 | 3-1 COAL FEEDER ********SEE EQUIPMENT NOTES PAGE 6 ********** ***NUCLEAR DENSITY GAGE ATTACHED TO PIPING*** | V390670.B01 (7-31-14) | 2FA15H12 | 1 | EA | 572
PETE | 7901187 | 10.508.140 | FILTER, FIBERGLASS AIR, 24" X 24" X 1", PT# 2425-09602. FOR PETE #3 BOILERSAMPLE ROOM VENTILATING AIR DUCT. |  |  | FACET | 4FA58D | 108 | EA | 322.68
PETE | 5001037 | 10.508.142 | FILTER, BLOWER, FOR AIR INLET, USED ON PETE #3 & #4 FLYASH BLOWERS. | 203AHFB001 | 3-1 FLY ASH BLOWER ASSEMBLY | SS10512-826 | SB1CA4 | 7 | EA | 3963.95
PETE | 6501172 | 10.508.154 | FILTER, SPIN ON FOR DIAGNETICS OIL FILTRATION CART, USED AT PETE GENERATING STATION. CAT# 1213-311-DF-310 1630-101-L GASKET. | 203BFCM001 | 3-1 PULVERIZER *** CONFINED SPACE ENTRY *** *** FOR PYRITE SECTION ONLY - SEE NOTES PAGE 6 *** | EK-1213-311 | SB1CE9 | 18 | EA | 426.06
PETE | 5012623 | 10.508.160 | CONTROL CABINET FILTER, USED ON UNITS 1 & 3, 2014, E.S.P. UPGRADE. PURGE AIR HEATING SYSTEM. | 203ENP0000 | UNIT 3 PRECIPITATORS INCLUDES CONTROLS, TR SETS, VIBRATORS, RAPPERS, DOORS, LOCKS AND HIGH VOLTAGE BUSHINGS. *********CONFINED SPACE SEE NOTES PAGE 6********* | 10100063 | 2FA8I8 | 8 | EA | 240
PETE | 5012630 | 10.508.164 | METAL MESH FILTER, USED ON UNITS 1 & 3, 2014, E.S.P. UPGRADE. PRUGE AIR HEATING SYSTEM. | 203ENP0000 | UNIT 3 PRECIPITATORS INCLUDES CONTROLS, TR SETS, VIBRATORS, RAPPERS, DOORS, LOCKS AND HIGH VOLTAGE BUSHINGS. *********CONFINED SPACE SEE NOTES PAGE 6********* | 2150K66 | SB5A4A5 | 0 | EA | 0
PETE | 5216483 | 10.508.166 | FILTER SEPTA, FD 3100 AA, SUPPLIED AS INDIVIDUAL SPARE REPLACEMENT FOR PETE #4 DELAVAL CONDENSATE POLISHING SYSTEM, S/N 505462, MODEL ARP10-60-917. |  |  | FD 3100 AA | 4FA50A12 | 4 | EA | 528.84
PETE | 5015857 | 10.508.167 | FILTER, CEMS, UPS, 6.5X8.875X1, USED IN THE CEMS SHELTER EATON UPS SYSTEMS. | 203ENSHED2 | UNIT 3 FGD STACK PRIMARY CONTINUOUS PARTICULATE MONITOR SHELTER, MSI 05-0063. CONSISTS OF PARTICULATE MONITOR RACKS, DATA LOGGERS, AIR CLEAN-UP SYSTEM, FIRE DET. SYS., TOXIC GAS DET. SYS.,HVAC SYS., POWER DIST. PANEL, UPS'S, ALL LIGHTING AND RECEPTS. | 23-0018 | 4FA57A6 | 30 | EA | 262.61
PETE | 5004565 | 10.508.168 | FINDER, VORTEX, 2-1/2", NI-HARD, FOR KREBS MODEL GMAX6 HYDROCLONES, USED ON PETE #5 LIMESTONE BALL MILL. | 204MSH4405 | MILL SLURRY HYDROCLONES | 65-NH-2.5 | SB3A1A2 | 3 | EA | 432
PETE | 5513803 | 10.508.176 | FITTING, BULKHEAD (GREASE) S.E. CO PT #2-W2892, USED ON VOLUMETRIC FEEDERSS.E. CO SHOP ORDER #S 5124-3(1-6) UNIT #3. | 203BFCF001 | 3-1 COAL FEEDER ********SEE EQUIPMENT NOTES PAGE 6 ********** ***NUCLEAR DENSITY GAGE ATTACHED TO PIPING*** |  | 2FA15F22 | 14 | EA | 54.32
PETE | 5004667 | 10.508.185 | KIT, GUM RETAINER FLANGE, FOR 30" CLARKSON DUAL-HYDRAULIC KGA VALVE, USED ON PETE SCRUBBER SLURRY TANKS. | 203RWPGF00 | FILTRATE PIPING | 11025049 | SB1GE6 | 2 | EA | 7410.1
PETE | 1906303 | 10.508.192 | FLANGE, PIPE, 2" - 150#, RAISED FACE, THREADED, 316 STAINLESS STEEL MATERIAL, #3 UNIT SCRUBBER. | 203RPPGMU0 | MAKE-UP SLURRY PIPING TO SCRUBBER MOD. |  | 1FA16C13 | 4 | EA | 190.17
PETE | 1910734 | 10.508.193 | FLANGE, RFSO, NPS 6, 150#, SA-105, ASME/ANSI B16.5. | 203RDPGWS0 | WASTE SLURRY PIPING |  | 1FA16I4 | 34 | EA | 1445.11
PETE | 1910482 | 10.508.194 | FLANGE, RFWN, NPS 4, 300#, SA-105, ASME/ANSI B16.5. | 204RWVFFL1 | FL 101 VACUUM FILTER MCC 101 ROTARY VACUUM FILTER FL-101 ***CONFINED SPACE ENTRY***SEE NOTES PAGE 6*** |  | SB3C1A5 | 6 | EA | 177.51
PETE | 5706880 | 10.508.206 | FLINGER #3, USED ON PETE 4 GYPSUM SUMP PUMPS. | 204LSP441A | LIMESTONE AREA SUMP 2 PUMP A (& MOTOR) | 25523 | 2FA6E14 | 2 | EA | 448.66
PETE | 5711798 | 10.508.219 | FRAME, TOP, FOR ASH HOPPER, USED ON PETE #3 & #4 BOTTOM ASH SYSTEMS, PER UC DWG. #5-2001-82. | 203AHBD001 | 3-1 DEWATERING BIN, GATES AND SCREENS |  | SB1RB8 | 1 | EA | 887
PETE | 5015883 | 10.508.225 | FUSE, 600V, CLASS T | 204RDDFP01 | P-406-1 DISPOSAL FEED PUMP, MOTOR & MOTOR SPACE HEATER | JJS350 | 1FA1E27 | 6 | EA | 506.82
PETE | 6407921 | 10.508.236 | FUSE, CARTRIDGE, BLADE, 300 A, 700 V, SEMICONDUCTOR, 2" X 5 3/32", BUSS FWP300A OR EQUAL. | 204ENPRCP1 | UNIT 4 PRECIPITATOR 4-1 (SOUTH) INCLUDES CONTROLS, TR SETS, VIBRATORS, RAPPERS, DOORS, LOCKS AND HIGH VOLTAGE BUSHINGS. *********CONFINED SPACE SEE NOTES PAGE 6********* | FWP-300A | 1FA5H1 | 7 | EA | 726.95
PETE | 5012896 | 10.508.255 | DIAPHRAGM KIT, PULSE VALVE, 120 VAC, USED ON FOSTER WHEELER P.J.F.F. (BAGHOUSE) FILTER CLEANING SOLENOIDS. | 203BCOMP01 | UNIT 3 FABRIC FILTER COMPARTMENT #1, CONTAINS 34 ROWS OF 40 FILTER BAGS SUPPORTED ON WIRE CAGES, TOTAL OF 1360 BAGS. BAGS ARE 29.75' LONG, 5" DIAMETER. COMPARTMENTS ARE NUMBERED SO. TO NO., EAST TO WEST, S.E. IS #1, N.E.. IS #2. 2PI-FF-1801 DIFF.PRESS.GA | E621452 | 2FA4C24 | 40 | EA | 12289.5
PETE | 5005922 | 10.508.262 | DIAPHRAGM, FOR VALVE, PINCH 3IN. W/PNEUMATIC ACTUATOR, RESEARCH COTTRELL INC, MODEL LAF-ATC, SIZE 26, MANUFACTURER PART NO = 190-2866 | 203RWPGF00 | FILTRATE PIPING | 190-2866 | 4FA2B17 | 1 | EA | 119
PETE | 5005914 | 10.508.268 | DIAPHRAGM, ACTUATOR, FOR 6" PINCH VALVE, USED ON PETE #3 & #4 IUCS/CSI UNDERFLOW RECIRC VALVES, RESEARCH COTTRELL MODEL #LAF-ATC 60 SPRING OPEN. | 203RWPGF00 | FILTRATE PIPING | 190-2854 | 4FA2B16 | 3 | EA | 1413
PETE | 5301214 | 10.508.270 | DIAPHRAGM, NEOPRENE, ITEM 6, FOR COPES VULCAN T-30 M.K.11E COMBINATION RETRACTABLE/WALL BLOWER W/DA HEAD, #3 UNIT. | 203BSSBL01 | L-1 LONG RETRACT T 30 MARK 2 | 071667 | 1FA3H4 | 3 | EA | 159.96
PETE | 5711895 | 10.508.272 | DIAPHRAGM FOR FISHER REGULATOR MODEL 95-H MFG PART # 1E399236012 S/N 6253161 | 203AHBD001 | 3-1 DEWATERING BIN, GATES AND SCREENS | 1E399236012 | 1FA7F40 | 8 | EA | 25.36
PETE | 5005920 | 10.508.274 | DIAPHRAGM, VALVE, FOR 4" PINCH VALVE W/ PNEUMATIC ACTUATOR, RESEARCH COTTRELL INC. MODEL LAF-ATC 47, USED ON PETE #3 SCRUBBER SLURRY TRANSFER TANK CONTROLS. | 203RWPGF00 | FILTRATE PIPING | P30049-03-06 | 4FA2C16 | 1 | EA | 336
PETE | 5603433 | 10.508.289 | DIAPHRAGM, INSTRUMENT, FOR FISHER "WIZARD II" PRESSURE CONTROLLER, PETE #3BOILER. MANUFACTURER PART NO. = 1C9370000A2 |  |  | 18A2451X012 | 1FA3F66 | 4 | EA | 31.96
PETE | 5206201 | 10.508.291 | DIAPHRAGM, TEFLON, PTFE, 1" ITT #43293, R-2, W/RUBBER BACKING CUSHION, USED AT UNIT 1 & 2 RIVER WATER CHLORINATION SYSTEM |  |  | 43293 | 2FA18E38 | 2 | EA | 232
PETE | 5721231 | 10.508.292 | DIAPHRAGM, FLTG SFT, 4.75" X 11.38" OD, FOR PETE #2, #3 & #4 BOTTOM ASH GRINDING SYSTEMS. | 203AHBGG0A | UNIT 3 (A) BOTTOM ASH HOPPER GRINDER | 41036 | 1FA7H3 | 8 | EA | 909.29
PETE | 8508082 | 10.508.305 | DIE, ROUND, ADJUSTABLE, 12-24 NC, 13/16" DIA., GREENFIELD #3820, "O.K. JR" |  |  | 23048 | 2FA19G36 | 2 | EA | 15.5
PETE | 5002559 | 10.508.310 | DIODE, STACK, FOR PRECIPITATOR TRANSFORMER/RECTIFR WESTINGHOUSE ELECTRIC CO, UNIT PETE 4 MANUFACTURER PART NO = 2018C30H04 |  |  | 2018C30H04 | 2FA21A9 | 1 | EA | 1310
PETE | 6626297 | 10.508.314 | DIODE, ITEM C07, FOR ALTERREX REG. CUBICLE, G.E. COMPANY, S/N 170X755 TURBINE, AREA PETE 4 MANUFACTURER PART NO = 68A7233P24BN |  |  | 68A7233P24BN | 2FA22F21 | 1 | EA | 42.14
PETE | 5003875 | 10.508.316 | DIODE, POWER PRX, FOR STATION BATTERY CHARGER EXIDE CORPORATION, MODEL 130-3-300, USED 4-1/4-2 MANUFACTURER PART NO = 143-124-009 |  |  | 143-124-009 | 2FA14F60 | 2 | EA | 120.68
PETE | 5603036 | 10.508.320 | DISC, CENTER, FOR PNEUMATIC PRESSURE TRANSMITTER BECKMAN, MODEL VP MANUFACTURER PART NO = Z-4504-258 |  |  |  | 1FA2E50 | 2 | EA | 0.3
PETE | 5711443 | 10.508.324 | DISC, VALVE ASSEMBLY, (DISC, SHAFT,PIN,JAM, & KEY) FOR 6" BUTTERFLY VALVE (3-1956-114) AS FURNISHED ON UCC PO 54674-4 FOR ASH HANDING SYSTEM, PETE 3. MANUFACTURER PART NO. 190093-6. | 203RWFA000 | UNIT #3 FLYASH SILO INCLUDES SILO AND ALL ASSOCIATED EQUIPMENT BLOWERS, FEEDERS AND EQUIPMENT.. |  | 1FA3C29 | 1 | EA | 239.2
PETE | 5713467 | 10.508.325 | DISC, VALVE, FOR 3" DEZURIK WAFER VALVE ASSY, FIG. 632, DWG. A-20805 FOR PETE 4 ASH SYSTEM. MANUFACTURER PART NO. A2 |  |  |  | 4FA5A11 | 2 | EA | 106.8
PETE | 6718373 | 10.508.330 | DISC, PACK, FOR THOMAS COUPLINGS, USED ON PETE #3 ASH SLUICE RETURN WATER PUMPS, MODEL SV, SIZE 375. | 203AHRWP01 | 3-1 ASH SLUICE RETURN WATER PUMP | 410943 | 2FA13G16 | 1 | EA | 178.61
PETE | 5004513 | 10.508.344 | GASKET, BOTTOM LIP FILLER, DOOR 30 X 18, GASKET 32 IMTEC, UNIT PETE 3 SCRUBBER | 203RBSTM0A | A MODULE STRUCTURE | V-32 | SB3E2B2 | 2 | EA | 160
PETE | 2901173 | 10.508.359 | GASKET, FLEX-PIPE, SIZE/RTNG- 10 300, STYLE- CG-3R | 203AHFAS0P | PRECIPITATOR AIR ASH SEPARATOR |  | 2FA10A | 19 | EA | 211.23
PETE | 5711830 | 10.508.392 | GASKET, RUBBER, W/CLOTH INSERT (8" ID X 13" OD X 1/8" THK.) FOR UNIT #3 BOTTOM ASH LINE | 203AHPGD00 | WET ASH DISCHARGE PIPING TO ASH POND AND DEWATERING BINS. |  | SB5A2A1 | 5 | EA | 121.89
PETE | 5711802 | 10.508.404 | GASKET, BODY, FOR 4" JETPULSION PUMPS, USED ON PETE #3 & #4 BOTTOM ASH PYRITE HOPPERS. | 203AHTKP01 | 3-1 PYRITE HOPPER AND CATEGORY'S OF THE HOPPER | SK-408394 | 1FA3D42 | 2 | EA | 55.28
PETE | 6626166 | 10.508.413 | GASKET, COVER, LOWER EXTENSION BOX ACCESS COVER, FOR PETE #3 G.E. TURBINE GENERATOR, S/N 170 X 583. |  |  | 0877A201P0002 | 2FA12I7 | 5 | EA | 714.41
PETE | 2901241 | 10.508.418 | GASKET, FLANGE, GARLOCK FLEX SEAL, 3", 300-400-600 LB. | 203AHV0381 | COV-2038-1 ASH HOPPER DOOR SLUICE NOZZEL WATER SUPPLY VALVE. | CG-3J | 2FA19C9 | 33 | EA | 156.95
PETE | 5706190 | 10.508.420 | GASKET, FULL FACE, TOWNIPRENE, 2" X 1/4" THK., " LOW TORQUE", FOR PETE #4 DEWATERING RECLAIM WATER & WASTE SLURRY PIPING. | 204RDPGDF0 | DISPOSAL FEED PIPING | P-GF02-0252 | 2FA10B | 23 | EA | 459.98
PETE | 5702921 | 10.508.429 | GASKET, PUMP, FOR 8" JETPULSION PUMP {#3-1602-152}, USED ON EWS #7 & PETE #2, #3 & #4 BOTTOM ASH HOPPER DISCHARGE PIPING, PER UC DWG. #510-54411-2E. | 203AHBHH0C | UNIT 3 (C) BOTTOM ASH HOPPER ***CONFINED SPACE ENTRY*** ***SEE NOTES PAGE 6*** | 16079 | 1FA3A8 | 5 | EA | 96.85
PETE | 5003672 | 10.508.432 | GASKET, BEARING END COVER IN BOARD, FOR PUMP GOULDS PUMPS, MODEL 3175M, SIZE 6 X 8 X 18 MANUFACTURER PART NO = 75774-5130 | 203RDRWP3A | P6-3A RECLAIM WATER PUMP INCLUDES PUMP, MOTOR AND CONTROLS | 75774-5130 | 2FA14F39 | 2 | EA | 6.2
PETE | 5702658 | 10.508.434 | GASKET, COMBINING TUBE, FOR 8" JETPULSION PUMP, USED ON EWS #7 & PETE #3 & #4 PRECIPITATOR HYDROVEYOR EXHAUSTER (5-1601-12), PER UC DWG. #510-54411-5E. | 203AHFAHP0 | PRECIP ASH HYDROVEYOR COMBINING TUBES AND NOZZLES | SK-408426 | 1FA3B16 | 5 | EA | 90.35
PETE | 5706735 | 10.508.436 | GASKET, END COVER, FOR PETE #4 DEWATERING PRIMARY HYDROCLONE & RECLAIM WATER PUMPS, WARMAN PUMPS MODEL 6/4EEAH. | 204RDDFP01 | P-406-1 DISPOSAL FEED PUMP, MOTOR & MOTOR SPACE HEATER | EE025S14 | 2FA6A31 | 3 | EA | 271.58
PETE | 5003950 | 10.508.439 | GASKET, IMPELLER, TFE & SILICONE RUBBER FOR PUMP DIRIRON CO., SIZE 3 X 23 13/10, 220 GPM, 1750 RPM MANUFACTURER PART NO = 104 SER NO= 180393 | 203RWFRP5A | P5A FILTRATE PUMP | 2Z104-TFR | 2FA15F31 | 3 | EA | 57
PETE | 5706818 | 10.508.444 | ELEMENT-FLUIDIZING, USED ON 12" X 24" FLUIDIZER AT PETE 3&4 FLY ASH SILO'S, UCC DWG. #S-54674-026. | 203RWFA000 | UNIT #3 FLYASH SILO INCLUDES SILO AND ALL ASSOCIATED EQUIPMENT BLOWERS, FEEDERS AND EQUIPMENT.. | 38624-1 | 2FA59B1 | 0 | EA | 0
PETE | 5003636 | 10.508.448 | ELL, FIBERGLASS, SIZE/TYPE- 10IN/90 DEG. CONNECTION- BELL X FLANG | 203RMPGTOA | "A" MODULE TRAPOUT TRAY PIPING AND VALVES. |  | SB3F1C2 | 1 | EA | 272.59
PETE | 5003628 | 10.508.449 | ELL, FIBERGLASS, SIZE/TYPE- 6IN/90 DEG. CONNECTION- BELL X BELL | 203RMPGTOA | "A" MODULE TRAPOUT TRAY PIPING AND VALVES. |  | SB3F1B3 | 4 | EA | 225.8
PETE | 5706500 | 10.508.493 | FAN, DUST COLLECTOR, ASSEMBLY, W/ 10 HP 230/460/3/60 TEFC MOTOR & 304 SS MANUEL DISCHARGE DAMPER, FOR PETE #3 & #4 IUCS/CSI PUG MILLS, S/N 29217. | 203RWPMDC0 | PUG MILL DUST COLLECTOR | WE-170/.65 |  | 0 | EA | 0
PETE | 5706508 | 10.508.500 | FEEDER, FLYASH, 300MM METRIC, CERAMIC, COMPLETE BASIC ASSY., W/ CERAMIC TILES, TUNGSTEN CARBIDE COATING, OUTBOARD BEARINGS & PURGE CONNECTIONS, FOR PETE #3 & #4 IUCS/CSI FLYASH DAY TANK ROTARY FEEDERS. | 203RWFAFS0 | FLYASH DAY TANK ROTARY FEEDER AND AIR SLIDE | 694741 / 132-03-4-0901-01 |  | 0 | EA | 0
PETE | 5701233 | 10.508.527 | FILTER, AIR, 1"., USED ON PETE 2&3 BAGHOUSE ASH SYSTEM COMPRESSORS. | 203BCOMP01 | UNIT 3 FABRIC FILTER COMPARTMENT #1, CONTAINS 34 ROWS OF 40 FILTER BAGS SUPPORTED ON WIRE CAGES, TOTAL OF 1360 BAGS. BAGS ARE 29.75' LONG, 5" DIAMETER. COMPARTMENTS ARE NUMBERED SO. TO NO., EAST TO WEST, S.E. IS #1, N.E.. IS #2. 2PI-FF-1801 DIFF.PRESS.GA | F17 | 1FA7H7 | 2 | EA | 331.56
PETE | 6011187 | 10.508.535 | FILTER, MONITOR, FOR PURGE AIR BLOWERS, USED ON PETE #3 & #4 OPACITY MONITORS. |  |  | 19P | 4FA51B2 | 67 | EA | 1826.38
PETE | 5002879 | 10.508.540 | GASKET, INSULATOR, FOR ALUMINA (GLAZED) INSULATOR, 14" OD X 24-1/2" LONG, USED ON PETE #1 & #4 ENVIRONMENTAL ELEMENTS CO. ELECTROSTATIC PRECIPITATORS. | 204ENPRCP1 | UNIT 4 PRECIPITATOR 4-1 (SOUTH) INCLUDES CONTROLS, TR SETS, VIBRATORS, RAPPERS, DOORS, LOCKS AND HIGH VOLTAGE BUSHINGS. *********CONFINED SPACE SEE NOTES PAGE 6********* | PA3427 | 2FA21B22 | 62 | EA | 2365.3
PETE | 5301186 | 10.508.541 | GASKET, ITEM 13, DWG. #E-32789, REV. 31 FOR T-30 M.K.11E COMBINATION RETRACTABLE/WALL BLOWER W/DA HEAD #3 UNIT. | 203BSSBL01 | L-1 LONG RETRACT T 30 MARK 2 | 032764 | 1FA3D12 | 16 | EA | 11.2
PETE | 5503935 | 10.508.549 | GASKET, OIL COOLER HEAD, FOR EWS #7 & PETE #2, #3 & #4 ABB C-E SVCS. COAL PULVERIZERS, MODELS 803RS, 823RPS & 903RP. | 203BFCM001 | 3-1 PULVERIZER *** CONFINED SPACE ENTRY *** *** FOR PYRITE SECTION ONLY - SEE NOTES PAGE 6 *** | 80-232-A | 1FA12A1 | 2 | EA | 70.72
PETE | 6701231 | 10.508.553 | GASKET, 8IN, PIPE COUPLING, 3RD & 4TH STAGE COOLER FOR JOY AIR COMPRESSOR,MODEL 5MSG-8HZZ, MFG # = P140-4961-0102 S/N BF6078 & 9, VICTAULIC "L" # 07-75-77-78, SILICONE RED. | 203AHPGD00 | WET ASH DISCHARGE PIPING TO ASH POND AND DEWATERING BINS. | P140-4961-0102 | 2FA16D16 | 2 | EA | 608.7
PETE | 5711332 | 10.508.554 | GASKET, PIPING, 6", RED RUBBER, STEEL REINFORCED, "L" {HIGH-TEMP}, FOR PETE #3 & #4 ASH SYSTEMS. | 203AHFAHE0 | ECONOMIZER HYDROVEYOR AND COMBINING TUBE. | 408293-1 | 1FA21B4 | 5 | EA | 281.97
PETE | 6623945 | 10.508.560 | GASKET, RING, INNER OIL DEFLECTOR, 31" ID X 35-1/2" OD X 1/16" THK., W/ 2 DOVETAIL JOINTS, SEQ. #950BA09, FOR PETE #4 G.E. TURBINE, S/N 170 X 755. |  |  | U654P225D3100 | 2FA20B1 | 1 | EA | 103.37
PETE | 5702893 | 10.508.562 | GASKET, RUBBER, SK-17065, USED ON 10" CONVEYOR LINE, PER U.C. DWG 510-54411-1D,-2,-3,-4,-5E, FOR EWS #7 & PETE #1, #2 & #3. | 202AHPGFD0 | FLY ASH DISCHARGE PIPING TO THE ASH POND | SK-17065 | 4FA54A6 | 8 | EA | 128.16
PETE | 5301075 | 10.508.567 | GASKET, WALL BLOWERS, MODEL RW-5E SOOTBLOWER, UNIT PETE 3 MANUFACTURER PART NO = 60370 | 203BSSBA01 | A-1 "A" ROW WALL SOOTBLOWER | 60370 | 1FA3E4 | 3 | EA | 0.78
PETE | 5711011 | 10.508.573 | GASKET, RUBBER, 6", MOLD NO. 14648-1, GRADE 27, FOR STEEL PIPE COUPLING, FOR PETE 3&4 IUCS FLY ASH TRANSFER PIPING. | 203RWFATP0 | UNIT 3 IUCS FLY ASH SILO TRANSFER PIPING TO FLY ASH DAY TANKS | 611H | 1FA2D2 | 6 | EA | 276
PETE | 5702645 | 10.508.574 | GASKET, RUBBER, 8", STEEL REINFORCED, FOR ASH PIPING, USED ON HTP, EWS & PETE BOTTOM ASH SYSTEMS. | 203AHBGG0A | UNIT 3 (A) BOTTOM ASH HOPPER GRINDER | SK-408265 | 1FA21C4 | 8 | EA | 397.57
PETE | 5702636 | 10.508.579 | GATE, ASH SLUICE, FOR 24" X 24" SLAG HOPPER DISCHARGE OPENING FOR RUBBER OR STAINLESS STEEL FACING, DWG. #4-2001-15B, USED ON EWS #5, 6 & 7 BOILER ASH TANKS & HOPPERS AND PETE #3 & #4 BOTTOM ASH HOPPERS. | 203AHBD001 | 3-1 DEWATERING BIN, GATES AND SCREENS | 20071-6-1 | SB1RB9 | 1 | EA | 3611.13
PETE | 5711381 | 10.508.580 | FACE, SERVICE GATE, FOR ASH HOPPER, USED ON PETE #3 & #4 BOTTOM ASH SYSTEMS. | 203AHBD001 | 3-1 DEWATERING BIN, GATES AND SCREENS | 20102 | SB1RE3 | 2 | EA | 1548.48
PETE | 5721518 | 10.508.581 | GATE, 10" SLIDE, FOR MAIN ASH LINE, USED ON PETE #4 TOP ASH SYSTEM. | 204AHFFA00 | "A" ROW PRECIP FEEDERS A-1 THRU A-4, | 190613-1 | SB5A3A10 | 1 | EA | 330
PETE | 5004020 | 10.508.582 | GATE, VALVE, 17-4 PH STAINLESS STEEL, FOR CLARKSON 6" KGA VALVE, USED ON PETE #3 & #4 IUCS/CSI THICKENER UNDERFLOW & WASTE SLURRY PUMPS. | 203RDPGUF0 | UNDERFLOW PIPING **** SEE EQUIPMENT NOTES PAGE #6 **** ** NUCLEAR DENSITY GAGE ATTACHED TO PIPING ** | 11012247 | SB3E2D2 | 1 | EA | 1024.85
PETE | 5607481 | 10.508.583 | GATE, PULSE, FOR SOOT BLOWER CONTROL PANEL COPES-VULCAN, MODEL TSDGC, AREAPETE 3 MANUFACTURER PART NO = 135802 |  |  | 135802 | 2FA15E16 | 1 | EA | 42.17
PETE | 6407324 | 10.508.590 | GAUGE, OIL SIGHT PT. #1737961 FOR WESTINGHOUSE MOTORS TYPE CSF. FRAME #10-33-19, 400 HP, 703 RPM, 4160 V, 3 PHASE, 60 CYC., SO #69P648 ON #1 & 2COAL CRUSHERS. | 266CACC11M | COAL CRUSHER MOTOR. (1-1) **** SEE EQUIPMENT NOTES PAGE 6 **** *CUTTING AND WELDING PERMIT REQUIRED* |  | 2FA6E20 | 2 | EA | 20.16
PETE | 5007161 | 10.508.591 | GAUGE, PRESSURE, DURA-GAUGE, FOR FAN, BOOSTER & REHEAT, ASHCROFT, MODEL STD 25 GPM-DUAL CIRCUIT, AREA PETE 4, MANUFACTURER PART NO = 3956B30H024 | 204RFBFLO1 | 4-1 BOOSTER FAN LUBE OIL SYSTEM | 3956B30H024 | 2FA22B3 | 1 | EA | 257.33
PETE | 5004727 | 10.508.595 | GAUGE,LIQUID LEVEL, SYTLE OGGF, MODEL B-1556-1-S OIL-RITE LIQUID LEVEL GAUGE, C.S. MATERIAL, 6.50" VISABLE GLASS, 8.0" CENTER LINE, .5" REAR CONNECTION. | 203RFBFLO1 | 3-1 BOOSTER FAN LUBE OIL SYSTEM | 13002686 | 2FA1F3 | 1 | EA | 195
PETE | 6101155 | 10.508.608 | GAUGE, PRESSURE, RANGE- 0- 100, FACE/MATL- 4.5IN CONNECTION- LWR | 204AHSWP01 | 4-1 ASH SLUICE PUMP | 45-1279-BS--04L 100 | 2FA22G2 | 7 | EA | 623.89
PETE | 6101231 | 10.508.609 | GAUGE, PRESSURE, RANGE- 0- 30, FACE/MATL- 2IN CONNECTION- .125IN B BACK MOUNT | 203BFCM001 | 3-1 PULVERIZER *** CONFINED SPACE ENTRY *** *** FOR PYRITE SECTION ONLY - SEE NOTES PAGE 6 *** | 4301943 | 2FA22E4 | 4 | EA | 73.6
PETE | 6101140 | 10.508.613 | GAUGE, PRESSURE, GLYCERIN FILLED, 0-60 PSI, 2-1/2 IN FACE, 1/4 NPT BOTTOM CONNECTION, MODEL WIKA 213.40, P/N 25 1009AWL 02L 60 | 203BFCM001 | 3-1 PULVERIZER *** CONFINED SPACE ENTRY *** *** FOR PYRITE SECTION ONLY - SEE NOTES PAGE 6 *** | GAU-9833582-FS | 2FA22A5 | 14 | EA | 758.43
PETE | 5007162 | 10.508.618 | GAUGE/THERMOMETER, DURATEMP, 20-240 DEG. F. RANGE, 4-1/2" FACE, GAS ACTUATED, 5 FT. CAPILLARY PROBE, W/ HI & LO ALARM CONTACTS, FOR PETE CIRCULATING WATER PUMPS. | 204RFBFLO1 | 4-1 BOOSTER FAN LUBE OIL SYSTEM | 600A-04-CO3-B01-A1-L01-AK-XED (5-14) | 4FA50B1 | 4 | EA | 3601.66
PETE | 5301191 | 10.508.621 | GEAR, FOR COMBINATN RETRACTABLE WALL BLOWER COPES-VULCAN, MODEL MK-II, TYPE WITH DA HEAD MANUFACTURER PART NO = 31329 | 203BSSBL01 | L-1 LONG RETRACT T 30 MARK 2 | 31329 | 1FA3E9 | 8 | EA | 143.6
PETE | 2004245 | 10.508.642 | FUSE, CARTRIDGE, FERRULE, 15A, 250V, SEMI-CONDUCTOR, 9/16" X 2", BUSS KAB-15 OR EQUAL. | 203PRCP100 | UNIT 3 PRECIPITATOR INSTRUMENTS ( 3-1 SOUTH ) INCLUDES ALL PRECIPITATOR INSTRUMENTS MEASURING, INDICATING, RECORDING AND CONTROLLING INSTRUMENTS, AND TR SETS. | L25S15 | 1FA5C3 | 20 | EA | 253.6
PETE | 5012626 | 10.508.670 | FUSE, TIME DELAY, CLASS J, 1 AMP, USED ON UNITS 1 & 3, 2014, E.S.P. UPGRADE. PURGE AIR HEATING SYSTEM. | 203ENP0000 | UNIT 3 PRECIPITATORS INCLUDES CONTROLS, TR SETS, VIBRATORS, RAPPERS, DOORS, LOCKS AND HIGH VOLTAGE BUSHINGS. *********CONFINED SPACE SEE NOTES PAGE 6********* | LPJ-1SP | 2FA21E44 | 2 | EA | 27.4
PETE | 5609045 | 10.508.695 | FUSE, CONTROL, 2A, 600V, PT# FU-725, FOR BENSHAW 8,000 HP, 6900 V, REDUCED VOLTAGE SOFT START UNIT. | 203RFBF001 | 3-1 BOOSTER FAN INCLUDES FAN WHEEL, HOUSING, LUBE OIL SYSTEM AND BEARINGS. NEW FAN 2015 FOR ECC PROJECT. *** CONFINED SPACE ENTRY *** SEE NOTES PAGE 6 *** | FU-725 | 2FA9E1 | 14 | EA | 173.46
PETE | 5013421 | 10.508.712 | GASKET, SEAL CARRIER/FRONT COVER, MOTOR BRG NON-DRIVE AND DRIVE END, USED ON BOOSTER FANS, PETE UNIT 4 FGD, DWG# C3138AA, S/N P208305. | 204RFBF001 | 4-1 BOOSTER FAN, WHEEL & BEARINGS *** CONFINED SPACE ENTRY *** SEE NOTES PAGE 6 *** | 1D64736H03 |  | 0 | EA | 0
PETE | 5301074 | 10.508.714 | GASKET, #21466 FOR RW5E WALL BLOWERS, PETE #3. | 203BSSBA01 | A-1 "A" ROW WALL SOOTBLOWER | 21466 | 1FA3E3 | 3 | EA | 2.7
PETE | 5706830 | 10.508.716 | GASKET, USED ON PADDLE MIXER/UNLOADER 4050, DWG #5-6200-88-10, AT PETE 3&4 FLY ASH SILOS. | 203AHFU031 | 3-1 ROTARY DUSTLESS UNLOADER | 62402-1 | 2FA6D4 | 2 | EA | 338
PETE | 5713470 | 10.508.717 | GASKET, PT #SK-408412 FOR 8" HYDROVEYOR EXHAUSTER ON PETE #4 ASH SYSTEM. | 203AHFAHP0 | PRECIP ASH HYDROVEYOR COMBINING TUBES AND NOZZLES | SK-408412 | 4FA5D12 | 6 | EA | 52.8
PETE | 5601870 | 10.508.724 | GASKET KIT, BECK DRIVE POSITIONER, S/N 22-309-130823-11-0X CONTROL DRIVES, USED ON PETE 1 ID FAN INLET DAMPER. |  |  | 12-8061-09 | 4FA5A31 | 1 | LT | 38.3
PETE | 5004686 | 10.508.725 | KIT, GASKET, EPDM, CR(N)45/64, USED AT PETE 3 SILO BOOSTER WATER PUMP. | 203AHFSP01 | 3-1 SILO DUSTLESS UNLOADER BOOSTER PUMP | 96416599 | 2FA1F35 | 2 | EA | 300
PETE | 5001162 | 10.508.728 | GASKET, AFTERCOOLER, REAR TUBE, 14-1/4" X 13-1/4" X 1/2", FOR PETE #3 & #4 FLYASH BLOWERS, R P ADAMS MODEL SAF 355, S/N 229357 (2 PER SET). | 203AHFB001 | 3-1 FLY ASH BLOWER ASSEMBLY | 88888-7659 | 1FA2H16 | 7 | ST | 302.49
PETE | 5711126 | 10.508.734 | GASKET, 10" NUMAFLEX, PT.# SK-17026, FOR 125# ASA BEVEL TO BEVEL FLANGE JOINT & OTHER FLANGE JOINTS, FOR UNITS 1, 2, & 3 YARD ASH PIPING. | 204AHFFE20 | E-20 PRECIP HOPPER AND NUVA FEEDER *** SEE EQUIPMENT NOTES PAGE 6 *** *** NUCLEAR DENSITY GAUGE ATTACHED TO HOPPER *** |  | 4FA54A6 | 30 | EA | 145.2
PETE | 5711309 | 10.508.736 | GASKET, 6" HANDHOLE, FOR HANDHOLE SECTION (SK-1715-59) AS FURNISHED ON UCCPO 54674-4 FOR ASH HANDLING SYS PETE #3. |  |  |  | 1FA3E22 | 6 | EA | 26.76
PETE | 5501213 | 10.508.743 | HEATER, #T3.25A, SYMBOL OL, P/N 14-213-754-019 FOR AC 4160 V. SWITCH GEAR,COAL HANDLING EQUIP. |  |  |  | 2FA1E16 | 2 | EA | 2.56
PETE | 5402148 | 10.508.747 | HEATER, OVERLOAD, ITE CAT. #G30T16 FOR SERIES 5600 M.C.C.S PETE #3. |  |  |  | 2FA7E20 | 6 | EA | 11.76
PETE | 5402163 | 10.508.748 | HEATER, OVERLOAD, ITE CAT. #G30T50 FOR SERIES 5600 M.C.C.S PETE #3. |  |  |  | 2FA7F19 | 9 | EA | 53.28
PETE | 5012651 | 10.508.756 | HEATER, HOPPER, "H", 2 PER HOPPER, 24" X 6", 208 WATTS, 202 VOLTS, 195 OHM, USED ON FOSTER WHEELER P.J.F.F., (BAGHOUSE) HOPPERS. | 203AHHPR01 | UNIT3 ASH HOPPER # 1, HOPPER HEATERS &; 3FA5001V-ASH GATE 3SV-FA5001-SOV 3TE-FF-1701A & B- RTD TEMP. DETS. 3LE-FF-1501-HH ASH LEVEL ELEMENT 3LE-FF-1601-H ASH LEVEL ELEMENT 3FF1301E-VIB. 3FF1401E-VIB. SEE ASSET NOTES FOR MFG PART NUMBERS. | D-7173-H | SB1GE11 | 2 | EA | 384
PETE | 5012648 | 10.508.757 | HEATER, HOPPER, "E" , 2 PER HOPPER, 18" X 8" , 162 WATTS, 79 VOLTS, 38 OHM, USED ON FOSTER WHEELER P.J.F.F., (BAGHOUSE) HOPPERS. | 203AHHPR01 | UNIT3 ASH HOPPER # 1, HOPPER HEATERS &; 3FA5001V-ASH GATE 3SV-FA5001-SOV 3TE-FF-1701A & B- RTD TEMP. DETS. 3LE-FF-1501-HH ASH LEVEL ELEMENT 3LE-FF-1601-H ASH LEVEL ELEMENT 3FF1301E-VIB. 3FF1401E-VIB. SEE ASSET NOTES FOR MFG PART NUMBERS. | D-7173-E | SB1GE11 | 2 | EA | 398
PETE | 5012647 | 10.508.758 | HEATER, HOPPER, "D", 1 PER HOPPER, 18" X 10", 247 WATTS. 211 VOLTS, 181 OHM, USED ON FOSTER WHEELER P.J.F.F., (BAGHOUSE) HOPPERS | 203AHHPR01 | UNIT3 ASH HOPPER # 1, HOPPER HEATERS &; 3FA5001V-ASH GATE 3SV-FA5001-SOV 3TE-FF-1701A & B- RTD TEMP. DETS. 3LE-FF-1501-HH ASH LEVEL ELEMENT 3LE-FF-1601-H ASH LEVEL ELEMENT 3FF1301E-VIB. 3FF1401E-VIB. SEE ASSET NOTES FOR MFG PART NUMBERS. | D-7173-D | SB1GE11 | 1 | EA | 211
PETE | 5012675 | 10.508.759 | HEATER, HOPPER, "K", 2 PER HOPPER, 30" X 12", 622 WATTS, 405 VOLTS, 264 OHM, USED ON FOSTER WHEELER P.J.F.F., (BAGHOUSE) HOPPERS | 203AHHPR02 | UNIT 3 ASH HOPPER # 2, HOPPER HEATERS &; 3FA5002V-ASH GATE 3SV-FA5002- SOV. 3TE-FF-1702A & B- RTD TEMP. DETS. 3LE-FF-1502-HH ASH LEVEL ELEMENT 3LE-FF-1602-H ASH LEVEL ELEMENT 3FF1302E-VIB. 3FF1402E-VIB. SEE ASSET NOTES FOR MFG PART NUMBERS. | D-7155-K | SB1GE10 | 2 | EA | 512
PETE | 5012657 | 10.508.760 | HEATER, HOPPER, "P", 1 PER HOPPER, 42" X 10', 622 WATTS, 480 VOLTS, 370 OHN, USED ON FOSTER WHEELER P.J.F.F., (BAGHOUSE) HOPPERS | 203AHHPR01 | UNIT3 ASH HOPPER # 1, HOPPER HEATERS &; 3FA5001V-ASH GATE 3SV-FA5001-SOV 3TE-FF-1701A & B- RTD TEMP. DETS. 3LE-FF-1501-HH ASH LEVEL ELEMENT 3LE-FF-1601-H ASH LEVEL ELEMENT 3FF1301E-VIB. 3FF1401E-VIB. SEE ASSET NOTES FOR MFG PART NUMBERS. | D7173-P | SB1GE11 | 1 | EA | 260
PETE | 5012907 | 10.508.761 | HEATER, UNIT, FORCED AIR, WITH BUILT- IN THERMOSTAT, 480V, 7.5 KW, USED ON PETE 2&3 BAGHOUSE HOPPER & DAMPER ENCLOSURES. | 203BCOMP01 | UNIT 3 FABRIC FILTER COMPARTMENT #1, CONTAINS 34 ROWS OF 40 FILTER BAGS SUPPORTED ON WIRE CAGES, TOTAL OF 1360 BAGS. BAGS ARE 29.75' LONG, 5" DIAMETER. COMPARTMENTS ARE NUMBERED SO. TO NO., EAST TO WEST, S.E. IS #1, N.E.. IS #2. 2PI-FF-1801 DIFF.PRESS.GA | RGE077CT-005 | SB1IC2 | 2 | EA | 1987.2
PETE | 5402943 | 10.508.766 | HEATER, OVERLOAD I.T.E. CAT #G30T32 FOR SERIES 5600 M.C.C.S PETE #3. |  |  | G30T32 | 2FA7E22 | 3 | EA | 17.13
PETE | 7901557 | 10.508.776 | HEATER, UNIT, #MUH20-4, WITH MT1 THERMOSTAT AND #MMB-20 MOUNTING BRACKETS, 480V 3PHASE 3-POLE 20 KW FOR PETE SCRUBBER. | 203RBBHIU0 | IUCS BUILDING HEATERS | MUH20-4, MT-1, MMB-20 | SB1IE1 | 6 | EA | 13210.49
PETE | 5002357 | 10.508.780 | HEATER, TUBULAR, 470V, 800W, MAX. TEMP 750 DEG. F., FOR PETE #3 R-C PRECIPITATORS. | 203AHFFA01 | A-1 PRECIP HOPPER AND NUVA FEEDER | 63862-L35 | 4FA51A8 | 6 | EA | 493.5
PETE | 5608241 | 10.508.784 | HOLDER, FOR G.E. COMPANY, AREA PETE 4, STYLE TURBINE SUPV INST. SYS MANUFACTURER PART NO = 44A212119-001 |  |  | 44A212119-001 | 2FA13E28 | 2 | EA | 36
PETE | 5903065 | 10.508.799 | HOOK ASSY, LOWER, COMPLETE WITH PARTS B-55-A THRU B-55-D FOR 1 1/2 TON C.M. PULLER. (B55) CONSIST OF PT#'S 640-154-155-156 & 157 |  |  | C005 | 2FA9C17 | 11 | EA | 1870.55
PETE | 5513753 | 10.508.803 | HOSE, FLEX ASSY., 3/8" ID X 23" OVERALL LENGTH, FOR 21" PULVERIZER DISCHARGE VALVE, USED ON PETE #3 & #4 ABB C-E SVCS. MODEL 903RP COAL PULVERIZERS. | 203BFPG001 | 3-1 MILL MULTIPORT ASSEMBLY & DISCH VALVES | MP-9585-A | 1FA13A9 | 2 | EA | 119.18
PETE | 5711031 | 10.508.806 | HOSE, FLEX, 7-1/2" X 50-1/8" LONG, 1" TAN GUM WEAR TUBE, W/ (2) 8" X 150# FLANGES. | 203AHTKP00 | UNIT 3 PYRITE HOLDING TANK. NORTH OF 3-6 PULV. | HSM070501 | SB1DA2 | 1 | EA | 4941
PETE | 5711918 | 10.508.813 | HOSE, FLEX, 1/4" X 13" LONG, FOR FLYASH DIFFUSER GATE CYLINDER, USED ON PETE #3 & #4 PRECIPITATOR HOPPERS, PER UC PO 54674-4. | 203AHFFA01 | A-1 PRECIP HOPPER AND NUVA FEEDER | 44283-1 | 1FA3F35 | 8 | EA | 303.82
PETE | 5513276 | 10.508.814 | HOSE, FLEX, 2" ID X 22" LONG,, FOR SEAL AIR DISCHARGE VALVES, USED ON PETE #3 & #4 ABB C-E SVCS. MODEL 903RP COAL PULVERIZERS, S/N 73831-73836. | 203BFCM001 | 3-1 PULVERIZER *** CONFINED SPACE ENTRY *** *** FOR PYRITE SECTION ONLY - SEE NOTES PAGE 6 *** | GP-427-B | 1FA12E7 | 0 | EA | 0
PETE | 5305386 | 10.508.815 | HOSE, BURNER, FLEX-METAL, FOR PETE #3 & #4 ABB C-E SVCS. BOILER FUEL IGNITOR SYSTEMS, MFT. P/N 1G1189. | 203BFIGL01 | LEVEL 1/2 IGNITORS INCLUDES A,B,C AND D CORNERS | 1G1189 | 2FA25D20 | 45 | EA | 2007
PETE | 7901192 | 10.508.817 | HOSE, FLEXIBLE, PT #44009, 12" DIA. X 25 FT. LONG. ZIPP-R FLEX CLASS I #433 UNINSULATED-MFG BY GARY STEEL PRODUCTS CORP. (HOSE - PLASTIC COATED-WIRE LINED) |  |  | 44009 | 4FA56B8 | 300 | FT | 960
PETE | 5012924 | 10.508.818 | HOSE, HYDRAULIC, .75 X 42.00, FOR INGERSOL RAND MODEL A75i-A125 COMPRESSORS, USED ON PETE 2 & 3 BAGHOUSE INSTRUMENT AIR COMPRESSORS. | 203BCOMP01 | UNIT 3 FABRIC FILTER COMPARTMENT #1, CONTAINS 34 ROWS OF 40 FILTER BAGS SUPPORTED ON WIRE CAGES, TOTAL OF 1360 BAGS. BAGS ARE 29.75' LONG, 5" DIAMETER. COMPARTMENTS ARE NUMBERED SO. TO NO., EAST TO WEST, S.E. IS #1, N.E.. IS #2. 2PI-FF-1801 DIFF.PRESS.GA | 85574374 | SB1ID4 | 2 | EA | 142
PETE | 5109567 | 10.508.821 | HOSE, HEAVY DUTY, 2-1/2" DIA. X 100 FT. LENGTH, FOR VECLOADER 422 PORTABLE VACUUM MACHINE. | 203BFCM001 | 3-1 PULVERIZER *** CONFINED SPACE ENTRY *** *** FOR PYRITE SECTION ONLY - SEE NOTES PAGE 6 *** | 7312-00 | SB1ID10 | 1 | EA | 734.12
PETE | 5706451 | 10.508.823 | HOSE, KANAFLEX, 4" DIA. X 7 FT. LONG, DUST CONTROL, FOR PETE #3 IUCS/CSI TRAIN FLYASH LOAD-OUT STATION, DCL MODEL #CFM330-1H14, JOB #J015716, S/N 20578004, TAG #M004. | 203RWTLS01 | UNIT 3 FLYASH SILO DCL TRAIN LOADOUT STATION | 8HOSEX20030 X 7 FT | 2FA6H8 | 7 | FT | 105
PETE | 5005638 | 10.508.829 | HOUSING, BEARING, FOR PETE #4 SCRUBBER REAGENT FEED PUMPS, WARMAN PUMPS MODEL 6/4EAH. | 204RDRWP01 | P412-1 RETURN WATER PUMP | E004MG01 | SB1CE1 | 1 | EA | 1394.1
PETE | 5005601 | 10.508.830 | HOUSING, BEARING, FOR PETE #4 SCRUBBER QUENCHER & ABSORBER FEED PUMPS, WARMAN PUMPS MODEL 450STL. | 204RMQFPA1 | P-402A-1 QUENCHER PUMP | S004MD21 | SB1AE8 | 1 | EA | 4496.4
PETE | 5513908 | 10.508.833 | HOUSING, LOWER BEARING & PUMP, FOR PETE #2 ABB C-E SVCS. MODEL 823RPS PULVERIZERS, MFT. P/N 86-112. | 203BFCM001 | 3-1 PULVERIZER *** CONFINED SPACE ENTRY *** *** FOR PYRITE SECTION ONLY - SEE NOTES PAGE 6 *** | 86-112 | SB3L2C1 | 1 | EA | 9617.82
PETE | 5513024 | 10.508.837 | UPPER RADIAL BEARING HSG/COV GASKET FOR PETE 3&4 COAL PULVERIZERS. | 203BFCM001 | 3-1 PULVERIZER *** CONFINED SPACE ENTRY *** *** FOR PYRITE SECTION ONLY - SEE NOTES PAGE 6 *** | 94-479-A | 1FA13C12 | 2 | EA | 203.8
PETE | 5003951 | 10.508.843 | GASKET, REAR CVR PLATE, FOR SLUDGE REMOVAL PUMP DURIRON CO, SIZE 3X23-13/10, 220 GPM, 1750 RPM MANUFACTURER PART NO = Y22774A SER NO = 180393 | 203RWFRP5A | P5A FILTRATE PUMP | Y22774A | 2FA15G18 | 0 | EA | 0
PETE | 5603973 | 10.508.860 | GASKET FOR FISHER CONTROL VALVE IN UNIT 4 MFG PART # 1D9451X0022X |  |  | 1D9451X0022X | 2FA25J7 | 2 | EA | 390
PETE | 5702847 | 10.508.878 | GASKET, NOZZLE HOLDER, FOR 8" PRESSURE & VACUUM RELIEF VALVE (2-2003-2), USED ON EWS #7 & PETE #3 BOTTOM ASH HOPPERS, PER UC DWG. #527-54411-2-E. | 203AHBHH0A | UNIT 3 (A) BOTTOM ASH HOPPER ***CONFINED SPACE ENTRY*** ***SEE NOTES PAGE 6*** | 19933 | 1FA2D10 | 7 | EA | 25.2
PETE | 5613322 | 10.508.879 | GASKET, PRESSURE SEAL, FOR FLITE FLOW CONTROL VALVE, ROCKWELL EDWARDS, MODEL 3914 CJY,PSKW-52, SIZE 8", AREA PETE 3-1 & 3-2 MANUFACTURER PART NO = 413691 |  |  | 413691 | 2FA23I4 | 2 | EA | 583.96
PETE | 5701501 | 10.508.897 | GASKET, FOR FLY ASH DIFFUSER FEEDER (5-1512-106) PER U.C. DWG. 510-54411-4E, USED ON ELECTROSTATIC PRECIPITATOR DISCHARGE HOPPERS, EWS #7. | 203BCOMP01 | UNIT 3 FABRIC FILTER COMPARTMENT #1, CONTAINS 34 ROWS OF 40 FILTER BAGS SUPPORTED ON WIRE CAGES, TOTAL OF 1360 BAGS. BAGS ARE 29.75' LONG, 5" DIAMETER. COMPARTMENTS ARE NUMBERED SO. TO NO., EAST TO WEST, S.E. IS #1, N.E.. IS #2. 2PI-FF-1801 DIFF.PRESS.GA | 408588 | 2FA11D30 | 2 | EA | 34.5
PETE | 5305430 | 10.508.904 | GASKET, BURNER, ROUND, 3-1/16" OD X 2-5/8" ID X 1/8" THK., FOR PETE ABB C-E SVCS. FLAME SCANNER ASSEMBLIES. | 203BFFSMAG | UNIT 3 FLAME SCANNER SYSTEM DETECTOR, TIPS, NOZZLES, TUBES AND ELECTRONICS | C69-91116 | 2FA25F26 | 18 | EA | 184.32
PETE | 5015879 | 10.508.906 | GASKET, CEMS, COPPER, 3/4" BSP/ISO | 203ENSHED2 | UNIT 3 FGD STACK PRIMARY CONTINUOUS PARTICULATE MONITOR SHELTER, MSI 05-0063. CONSISTS OF PARTICULATE MONITOR RACKS, DATA LOGGERS, AIR CLEAN-UP SYSTEM, FIRE DET. SYS., TOXIC GAS DET. SYS.,HVAC SYS., POWER DIST. PANEL, UPS'S, ALL LIGHTING AND RECEPTS. | 740-90S2080-CU | 1FA1F62 | 26 | EA | 269.93
PETE | 5701196 | 10.508.919 | GASKET, 9", EXPANSION JOINT, PETE 2&3 BAGHOUSE. | 203BCOMP01 | UNIT 3 FABRIC FILTER COMPARTMENT #1, CONTAINS 34 ROWS OF 40 FILTER BAGS SUPPORTED ON WIRE CAGES, TOTAL OF 1360 BAGS. BAGS ARE 29.75' LONG, 5" DIAMETER. COMPARTMENTS ARE NUMBERED SO. TO NO., EAST TO WEST, S.E. IS #1, N.E.. IS #2. 2PI-FF-1801 DIFF.PRESS.GA | 408435 | 2FA11G24 | 4 | EA | 126
PETE | 5711247 | 10.508.920 | GASKET, FEEDER, FOR FLYASH DIFFUSER, "GATE SIDE", USED ON EWS #7 & PETE #3 & #4 ELECTROSTATIC PRECIPITATOR DISCHARGE HOPPERS, PER UC DWG. #510-54411-4E. | 203AHFFA01 | A-1 PRECIP HOPPER AND NUVA FEEDER | SK-9908 | 1FA3H9 | 16 | EA | 158.21
PETE | 5711214 | 10.508.934 | GASKET, HOPPER, FOR PETE #3 PYRITE HOPPERS(4-2812-90) AS FURNISHED ON UCC PO 54674-4. | 203AHTKP01 | 3-1 PYRITE HOPPER AND CATEGORY'S OF THE HOPPER | SK-408333 | 1FA3E13 | 4 | EA | 94
PETE | 5005856 | 10.508.952 | JOINT, EXPANSION, 6", GUM RUBBER, GARLOCK 206 "EZ-FLO", 150#, 6" FACE TO FACE, W/ RETAINING RINGS, FOR PETE #1 & #2 SCRUBBER BALL MILL SLURRY PUMP DISCHARGE & PETE #3 FLYASH BLOWER. | 203AHFB001 | 3-1 FLY ASH BLOWER ASSEMBLY | 206 | SB1CE3 | 1 | EA | 1063.5
PETE | 6716191 | 10.508.955 | JOINT, EXPANSION, RM/HOLZ 320/555 EPDM AND DUCK SINGLE ARCH, 150# F.F. FLANGED ENDS, 12" DIA X 8" F. TO F., (INCLUDES 12" RETAINING RINGS) #3 SLUICE WATER RETURN PUMPS. | 203AHRWP01 | 3-1 ASH SLUICE RETURN WATER PUMP | 1000 | 4FA54A4 | 1 | EA | 790
PETE | 5721185 | 10.508.957 | JOINT, EXPANSION, SPOOL TYPE, 10" ID X 8" FF, GARLOCK 206/HNBR W/KEVLAR CORD, RATED 300 DEG F, 150 # FLANGES, W/RETAINING RINGS, FOR #4 FLYASH BLOWER. | 203AHFB001 | 3-1 FLY ASH BLOWER ASSEMBLY | 206 | SB5A1B8 | 1 | EA | 1138.4
PETE | 5005967 | 10.508.959 | JOINT, EXPANSION, 8" X 18" FF, SUPERFLEX STYLE 1000 EPDM TUBE & COVER, POLY REINFORCED TRIPLE "SPONGE" ARCH FILLED, W/ 150# DUCK & RUBBER FLANGES, FOR PETE #4 SCRUBBER DISPOSAL FEED & PETE #1 DEWATERING RECLAIM WATER PIPING. | 204RDPGDF0 | DISPOSAL FEED PIPING | 103FEE08X18 | SB1AA6 | 4 | EA | 7962.69
PETE | 5721611 | 10.508.960 | JOINT, EXPANSION, 10" X 12" FF, SUPERFLEX STYLE 1000, W/ DOUBLE FILLED ARCHES, EPDM TUBE & COVER, POLY REINFORCED & 150# DUCK & RUBBER FLANGES, FOR PETE #1 & #2 DRY TOP ASH SYSTEMS. | 204RMPG000 | MISCELLANEOUS PIPING | 102FEE10 | SB1AC2 | 1 | EA | 1302.02
PETE | 5004014 | 10.508.962 | JOINT, EXPANSION, 6" X 6" X 6" FF, MOLDED NEOPRENE, SINGLE OPEN ARCH, STANDARD DRILL, 225# PRESSURE RATING. | 203RMNZP0A | "A" PRESAT SPRAY NOZZLES AND PIPING.. *** CONFINED SPACE ENTRY *** *** SEE NOTES PAGE 6 *** | 206 | SB3F1C2 | 1 | EA | 963
PETE | 5004611 | 10.508.963 | JOINT, SWIVEL,FOR CLIP DETECTOR MOUNTING BRACKET TECTRON ENGINEERING METALDETECTOR MANUFACTURER PART NO = P-510-SJ | 204RPCVBMD | LIMESTONE CONVEYOR METAL DETECTOR SHUTS #2 LIMESTONE BELT DOWN IF METAL IS DETECTED | P-510-SJ | 2FA16A32 | 1 | EA | 46
PETE | 5706234 | 10.508.968 | KEY, MIXER, FOR PETE #3 & #4 IUCS/CSI PUGMILL MIXERS, 24" X 13'-6", EAGLE IRON WORKS MODEL BM-D28458, S/N 10149. | 203RWPM000 | PUG MILL |  | 2FA15F56 | 4 | EA | 80.96
PETE | 6801540 | 10.508.970 | KEY, BRAKE SHOE, FOR GENERAL MOTORS CORP, MODEL SW1001 LOCOMOTIVE TYPE 0-4-4-0 MANUFACTURER PART NO = 8100136, S/N 816014-1 | 266CL00000 | LOCOMOTIVE | 8100136 | 2FA20I6 | 10 | EA | 93
PETE | 5005606 | 10.508.977 | KEY, SHAFT, FOR PETE #4 SCRUBBER ABSORBER FEED PUMPS, WARMAN MODEL 450STL. | 204RMQFPA1 | P-402A-1 QUENCHER PUMP | S070E02 | 2FA16F41 | 1 | EA | 80.1
PETE | 5706768 | 10.508.978 | KEY, SHAFT, METRIC, FOR PETE #4 DEWATERING FILTER FEED PUMPS, WARMAN PUMPS MODEL 4/3CAH. | 203RPSP03A | 3-A MAKE-UP SLURRY PUMP P5-3A (EAST PUMP) (PUMP CONNECTED TO SLURRY STORAGE TANK) | C070ME05 | 2FA6F45 | 2 | EA | 64.9
PETE | 5301299 | 10.508.980 | KEY, ITEM 18, DRAWING E-160020 FOR RW-5E RETRACT SOOTBLOWERS, UNIT 3. | 203BSSBA01 | A-1 "A" ROW WALL SOOTBLOWER | ITEM 18 | 1FA4E13 | 8 | EA | 24.16
PETE | 5216322 | 10.508.987 | KIT, 60162 INCLUDES PC BOARD, ASSY. #60223 FOR RATIOTROL-CAT. #VEL25-12A-24-25-27- AUTO/MAN-S/N F-TX ON UNIT 3 & 4 SEAL WATER SYS. WATERSYS. |  |  | 60162 | 2FA9F4 | 1 | EA | 65.84
PETE | 5005973 | 10.509.010 | LABYRINTH SEAL DRIVE END, FOR PETE #4 - 44-03 & 44-04 SLURRY FEED PUMPS. | 204SFP4403 | LIMESTONE SLURRY FEED PUMP & MOTOR, 44-03. | EY062E62 | 2FA19C18 | 1 | EA | 951.1
PETE | 5005639 | 10.509.011 | LABYRINTH, PUMP, FOR BEARING ASSY.(DAM005XLM), USED ON PETE SCRUBBER MILL SLURRY FEED PUMPS & PETE #4 CSI RETURN WATER PUMPS, WARMAN PUMPS MODEL 6/4EAH. | 204RPRFP01 | REAGENT FEED PUMP P407-1 (OFF OF UNIT 4 SLURRY TANKS) (RUBBER LINED) | E062G61 | 2FA16F35 | 1 | EA | 468.9
PETE | 5008205 | 10.509.017 | LAMP, CCS INDICATOR, CONTROL BOARD, FOR SCRUBBER DIALIGHT, UNIT PETE 4 MANUFACTURER PART NO = 554-4001-411 |  |  | 554-4001-411 | 2FA15F29 | 13 | EA | 150.67
PETE | 5008015 | 10.509.024 | LAMP, PILOT, VERTICAL SPLIT, FOR PETE 4 FGD SYSTEM CONTROL BOARD DAILIGHT PART NO = 331-1421-177 |  |  | 331-1421-177 | 2FA24G13 | 3 | EA | 17.46
PETE | 2603088 | 10.509.026 | LAMP, FLUORESCENT, 30 WATT, USED ON PLANT LIGHTING FOR PETE#4 CONTROL BOARDS. |  |  | F30T12/CW/RS/ALTO LMP COOL WHT | 2FA55A5 | 28 | EA | 72.52
PETE | 2601054 | 10.509.033 | LAMP, INCANDESCENT, MED BASE, 100 WATT, A19, INSIDE FROST, 130V. | 204RPCVTH0 | TRUCK HOPPER (LIMESTONE) | GE 63005 | 2FA55A2 | 41 | EA | 113.93
PETE | 5617682 | 10.509.035 | LAMP, LED, RED, 120 VOLT, CANDELABRA BASE, USED ON UNITS 1-4 TO REPLACE CLEAR INCANDESCENT INDICATIONG LAMPS. SUNRAY #6S6R-120V-LED-I (DO NOT SUBSTITUTE) | 203RW00000 | UNIT 3 SCRUBBER WASTE SYSTEM (IUCS) | 6S6R-120V-LED-I | 2FA24B8 | 49 | EA | 404.42
PETE | 5513032 | 10.509.040 | GEAR, SECONDARY, FOR WORM GEAR REDUCER, USED ON PETE #3 & #4 GRAVIMETRIC COAL FEEDERS, STOCK EQUIPMENT CO. MODEL 8224A. | 203BFCF001 | 3-1 COAL FEEDER ********SEE EQUIPMENT NOTES PAGE 6 ********** ***NUCLEAR DENSITY GAGE ATTACHED TO PIPING*** | V582619.B01 | 2FA6G11 | 2 | EA | 4234
PETE | 5301770 | 10.509.041 | GEAR, SPUR, FOR TRAVERSING GEAR BOX ON WALL BLOWER COPES VULCAN INC, MODELRW-6E MANUFACTURER PART NO = 182507 | 204BSSBA01 | A-1 "A" ROW WALL SOOTBLOWER. | 182507 | 2FA19H4 | 6 | EA | 90
PETE | 5504287 | 10.509.043 | GEAR, WORM, FOR PETE #3 & #4 ABB C-E SVCS. MODEL 903RP COAL PULVERIZERS, S/N 73831-73836. | 203BFCM001 | 3-1 PULVERIZER *** CONFINED SPACE ENTRY *** *** FOR PYRITE SECTION ONLY - SEE NOTES PAGE 6 *** | 86-441-C | SB5B | 1 | EA | 81029.17
PETE | 5004447 | 10.509.044 | GEAR, WORM ASSY., FOR PETE #3 IUCS THICKENER RAKE, W/ CLD60 LIFTING DEVICE, EIMCO PROCESS EQUIPMENT MODEL C60B2P, S/N 76011-01. | 203RDTHD01 | THICKNER DRIVE #1 GEAR REDUCER AND MOTOR | L204252-1 | SB3Q1B3 | 1 | EA | 7976
PETE | 5301731 | 10.509.045 | GEAR, WORM, FOR ROTARY GEARBOX ON WALL BLOWER COPES-VULCAN, MODEL RW-6E, TYPE LEFT HAND UNIT MANUFACTURER PART NO = 182808 | 204BSSBA01 | A-1 "A" ROW WALL SOOTBLOWER. | 182808 | 2FA19I3 | 6 | EA | 290.4
PETE | 5004324 | 10.509.048 | GEAR, ITEM 48, C-DRIVEN, FOR ACRISON INC, MODEL 203B105ZN, UNIT PETE 3 MANUFACTURER PART NO = 48, S/N 65968 | 203RPWFB00 | LIMESTONE WF BELT, REDUCER, & ROLLERS M1-3. | U45JL83250 | 4FA3C11 | 1 | EA | 64.26
PETE | 5706417 | 10.509.049 | GEAR, DRIVE, FOR MERRICK SPEED SENSOR MODEL 460 DS INTERDRIVE, USED FOR FGD WASTE STABILIZATION PLANT, PETE 4, MANUFACTURER PART NO. 103126 S/N 460-DS-17591/3 | 203RWBSWFS | WS-1B BELT SCALE(CO-1B) INCLUDES ELECTRONICS, WEIGHBRIDGE AND CONTROLS | 103126 | 2FA21G13 | 1 | EA | 161.35
PETE | 5301059 | 10.509.053 | GEARBOX, FOR WALL BLOWER COPES-VULCAN, MODEL RW-5E. | 203BSSBA01 | A-1 "A" ROW WALL SOOTBLOWER | 160012 | 1FA3I1 | 1 | EA | 2100.86
PETE | 5004670 | 10.509.055 | REDUCER, GEARBOX, 24.71:1 RATIO, FOR PETE #3 IUCS THICKENER, EIMCO PROCESS EQUIPMENT TYPE C, W/ C60B2P RAKE DRIVE & CLD-60 LIFTING MECHANISM, S/N 76011-01. | 203RDTHDE0 | THICKNER DRIVE COMMON EQUIP & TORQUE DEVICE | TXT325A ??? | SB1FC6 | 2 | EA | 7886
PETE | 5009742 | 10.509.059 | GEARBOX, MIXER DRIVE, COMPLETE, W/ OUTPUT SHAFT, 30 HP BALDOR/RELIANCE MOTOR, 1800 RPM, C-FRAME, W/ SPACE HEATER, FOR PETE #1 & #2 SCRUBBER LIMESTONE SLURRY & GYPSUM DEWATERING SURGE & FEED TANKS. | 203RWSGTA1 | T-1 SURGE TANK AGITATOR | 3861M RAVEN |  | 1 | EA | 0
PETE | 5513168 | 10.509.071 | GLAND, PACKING, FOR PETE #3 & #4 ABB C-E SVCS. MODEL 903 PULVERIZER DISCHARGE VALVES, MFT. P/N 110-179. | 203BFCM004 | 3-4 PULVERIZER *** CONFINED SPACE ENTRY *** *** FOR PYRITE SECTION ONLY - SEE NOTES PAGE 6 *** | 110-179 | 1FA13B5 | 6 | EA | 1553.28
PETE | 6501124 | 10.509.073 | GLASS, #517843-01 USED ON UNIT #3 TURBINE DRIVEN BOILER FEED PUMPS OIL PURIFIER. |  |  |  | 2FA12E55 | 1 | EA | 33.8
PETE | 4007132 | 10.509.082 | GLOBE, LAMP, 100 WATT, EXPLOSION PROOF. | 203AHTKP01 | 3-1 PYRITE HOPPER AND CATEGORY'S OF THE HOPPER | EV10 | 1FA4G9 | 2 | EA | 299.08
PETE | 5305524 | 10.509.109 | GUIDEPIPE ASSY., FLAME SCANNER (91.75" "A" DIMENSION), FOR 32" WINDBOX ON PETE UNITS #3 & #4, ABB C-E DWG. # D-982-0140, REVISION #2, ABB C-E CAT. #982-0140. | 203BFFSMAG | UNIT 3 FLAME SCANNER SYSTEM DETECTOR, TIPS, NOZZLES, TUBES AND ELECTRONICS | 982-0140 | SB5C1H | 2 | EA | 2864
PETE | 5301640 | 10.509.114 | GUIDE, RACK EXTEN, FOR MODIFIED GEAR BOX ASSY COPES-VULCAN, MODEL RW-5E. | 203BSSBA01 | A-1 "A" ROW WALL SOOTBLOWER | 198348 | 2FA19E6 | 1 | EA | 192.42
PETE | 5004481 | 10.509.115 | GUIDE, RE-ENTRY, FOR SCRUBBER MODULE OUTLET GATES ACDC, MODEL 60A/C/D, UNIT PETE 3 MANUFACTURER PART NO = AC-3140-1-31 | 203RGMOD0A | FD60-A MODULE OUTLET DAMPER INCLUDES DRIVE UNIT, DAMPER, CHAIN AND ELECTRICAL CONTROLS. WIEGHT 1,560 LBS. | AC-3140-1-31 | SB3F1E3 | 7 | EA | 4270.49
PETE | 5706100 | 10.509.118 | GUIDE, ROLLER ASSY., TYPE I GUIDLER, COMPLETE W/ LEFT & RIGHT SIDE MOUNTING BRACKETS & MOUNTING NUTS, FOR PETE COAL CONVEYORS. {ONE LEFT SIDE + ONE RIGHT SIDE = ONE EA.} | 203RWCB01B | CO-1B FILTER DISCH CONVEYOR. | LS-8 | SB3C1B6 | 3 | EA | 1152.54
PETE | 5505084 | 10.509.120 | HAMMER, CRUSHER, (ASTRALLOY), FOR COAL SAMPLERS, USED ON PETE 3A, 3B, 8A & 8B & EWS 804 COAL CONVEYORS. (6 EA.= ONE SET) | 266CHCSS3A | 3A COAL CONV. SAMPLER **** SEE EQUIPMENT NOTES PAGE #6 **** * CUTTING & WELDING PERMIT REQUIRED * | 2205-0008 | SB3C1A1 | 2 | ST | 1411.32
PETE | 5711649 | 10.509.122 | HANDHOLE, 8" SECTION, FOR PETE #3 PYRITE HOLDING TANK. | 203AHFAHP0 | PRECIP ASH HYDROVEYOR COMBINING TUBES AND NOZZLES | SK-1715-66 | SB1RE6 | 1 | EA | 543
PETE | 5706084 | 10.509.131 | HANGER, CONVEYOR, 6" X 1-1/2", STYLE 326, W/ HARD IRON BEARINGS, FOR PETE #3 IUCS LIME TANK SCREW CONVEYOR, THOMAS SCREW CONVEYOR (CO-4), REF. (IT#6-9), DWG. #76W11-0225-2D. | 203RWLSC04 | CO-4 LIME SCREW CONVEYOR AND MOTOR | CH6326112H | 2FA15B30 | 2 | EA | 158.66
PETE | 7005331 | 10.509.143 | LINK, SPRING CLIP CONNECTING, FOR 1/2" PITCH #41 ROLLER CHAIN. | 202ESPC00P | 480V PRECIPITATOR POWER CENTER 2-3 INCLUDES BREAKERS, TRANSFORMERS, COOLING FANS AND ALL ASSOC. EQUIPMENT: INSTALLED NEW DURING UNIT 2 FALL OUTAGE 2016 | H51HL19100 | 1FA7E50 | 4 | EA | 0.96
PETE | 3103054 | 10.509.163 | LUBRICANT, GREASE 1275-DESC- MEDIUM | 203AHFB001 | 3-1 FLY ASH BLOWER ASSEMBLY | 1275 | 1FA21B1 | 56 | TB | 518.55
PETE | 3103065 | 10.509.164 | LUBRICANT/ SEALANT, VALVE, WHITE, GREASE-LIKE SILICON PASTE, 5.3 OZ. TUBE, FOR PETE #4 SCRUBBER ABSORBER FEED PUMP VALVES. | 203RWFAT31 | AIR OPERATED FLYASH TRANSFER VALVE 3-1 | 111 | 1FA9B18 | 13 | EA | 211.39
PETE | 2202216 | 10.509.169 | LUBRICATOR REPLACEMENT CANISTER, 125CC FLEX GAS ACTIVATED UNIT FILLED WITH ROYAL PURPLE THERMAX #2 GREASE USED ON PETE CONVEYORS. | 204RWCB05A | CO-5A PRODUCT TRANS CONVEYOR. | FLEX 125 EMPTY | 2FA24C1 | 20 | EA | 1487.06
PETE | 5305616 | 10.509.193 | COOLING AIR MANIFOLD ASSEMBLY, PETE 3 & 4 EXACTA FLAME SCANNER ARRANGEMENT. | 203BFFSMAG | UNIT 3 FLAME SCANNER SYSTEM DETECTOR, TIPS, NOZZLES, TUBES AND ELECTRONICS | EPSC-0229 | 2FA25H25 | 1 | EA | 248
PETE | 5702954 | 10.509.195 | MANIFOLD, NOZZLE, FOR PYRITE HOPPER DOOR, USED ON PETE #3 BOTTOM ASH SYSTEM, PER UC PO 54674-4, DWG. #3-2715-11. | 203AHBAHA0 | UNIT 3 BOTTOM ASH SYSTEM A HOPPER AND ASSOCIATED EQUIPMENT | 4-270402 | 4FA55B4 | 1 | EA | 807
PETE | 5002749 | 10.509.212 | METER, SPARK RATE, FOR PETE #3 RESEARCH-COTTRELL ELECTROSTATIC PRECIPITATORS. | 203ENPRCP1 | UNIT 3 PRECIPITATOR 3-1 (SOUTH) INCLUDES CONTROLS, TR SETS, VIBRATORS, RAPPERS, DOORS, LOCKS AND HIGH VOLTAGE BUSHINGS. ***** CONFINED SPACE/SAFETY SEE NOTES PAGE 6 ***** | 85012-LI | 2FA6F2 | 1 | EA | 461
PETE | 5706790 | 10.509.223 | MICROLOGIX ANALOG MODULE, 2 INPUT, 2 OUTPUT, USED ON PIN PADDLE MIXER/UNLOADER CONTROL PANEL. | 203AHFU031 | 3-1 ROTARY DUSTLESS UNLOADER | 1762IF20F2 | 2FA6F39 | 1 | EA | 333.21
PETE | 5706791 | 10.509.231 | MICROLOGIX COMPACT EXPANSION MODULE, 16 PTS, USED ON PIN PADDLE MIXER/UNLOADER CONTROL PANEL. | 203AHFU031 | 3-1 ROTARY DUSTLESS UNLOADER | 1762IQ16 | 2FA6F41 | 1 | EA | 197.49
PETE | 5505721 | 10.509.234 | MODULE, INPUT, FOR PETE 3A, 3B, 8A & 8B COAL FEED & SAMPLE CONVEYORS, J.B. LONG PROJ. #92062. | 266CHCSS3A | 3A COAL CONV. SAMPLER **** SEE EQUIPMENT NOTES PAGE #6 **** * CUTTING & WELDING PERMIT REQUIRED * | 0085-0096 | 2FA1G23 | 1 | EA | 195.02
PETE | 5002020 | 10.509.235 | BOARD, INPUT CARD, 4-20 MA, PTA1, NEUNDORFER SLC500 MODEL, FOR POWER CONTROLS, USED ON PETE #3 PRECIPITATORS. | 203ENPRCP1 | UNIT 3 PRECIPITATOR 3-1 (SOUTH) INCLUDES CONTROLS, TR SETS, VIBRATORS, RAPPERS, DOORS, LOCKS AND HIGH VOLTAGE BUSHINGS. ***** CONFINED SPACE/SAFETY SEE NOTES PAGE 6 ***** | 1746-NI161 | 2FA11C38 | 2 | EA | 3999
PETE | 5004563 | 10.509.243 | HOUSING, APEX, STEEL, FOR KREBS MODEL GMAX6 HYDROCLONES, USED ON PETE #3 & #5 LIMESTONE BALL MILLS. | 203MSH0003 | UNIT 3 MILL SLURRY HYDROCLONE #3 | G81-30C-ST | SB3A1B2 | 4 | EA | 712.8
PETE | 6705221 | 10.509.249 | HUB, COUPLING, FOR IMO DELAVAL MANUFACTURER PART NO = S-1020ARX5 SER NO = 703601 | 203AHSWP01 | 3-1 ASH SLUICE PUMP | S-1020ARX5 | 2FA13E60 | 3 | EA | 3027
PETE | 5006967 | 10.509.250 | COUPLING HUB, PUMP, MOTOR TO PUMP COUPLING, 1-1/8" BORE, PETE #5 BALL MILL MAKEUP WATER BOOSTER PUMP. | 204MUP401A | MAKEUP WATER BOOSTER PUMP MUP-44-01A | 8SCH X 1-1/8 | 2FA23G9 | 1 | EA | 55.73
PETE | 5004731 | 10.509.251 | HUB, 5 HRB STANDARD USED AT PETE 3 IUSC FILTRATE RECEIVER PUMPS. | 203RWFRP5A | P5A FILTRATE PUMP | 7300305 | 2FA1F12 | 1 | EA | 42.07
PETE | 5714210 | 10.509.253 | HUB, FEEDER, FOR PETE #3 & #4 S-E COAL FEEDER, MODEL #5124. | 203BFCF001 | 3-1 COAL FEEDER ********SEE EQUIPMENT NOTES PAGE 6 ********** ***NUCLEAR DENSITY GAGE ATTACHED TO PIPING*** | 1-W7829 | 2FA15C17 | 4 | EA | 300.24
PETE | 5706700 | 10.509.254 | HYDROCLONE, PRIMARY, COMPLETE, W/ FIXED APEX ASSY., RUBBER LINED INLET & OVERFLOW ADAPTERS, 1-1/2" VORTEX FINDER & 1" CERAMIC APEX INSERT, FOR PETE #4 DEWATERING MILL SLURRY, KREBS CYCLONE MODEL GMAX6-3193, S/N G115252I THRU G115262I. | 272PH15252 | PH 44-1-1 PRIMARY HYDROCLONE | GMAX6-3193 | SB1HF7 | 2 | EA | 9694
PETE | 5004045 | 10.509.259 | IDLER, TRAINING, 35 DEG. CARRIER, FOR 24" BELT, USED ON PETE #3 & #4 IUCS/CSI FILTER DISCHARGE & MIXER FEED CONVEYORS. | 203RWCB01A | CO-1A FILTER DISCH CONVEYOR | 4205-24 | SB3E1B1 | 1 | EA | 904.14
PETE | 5704283 | 10.509.262 | IDLER, RETURN GUIDE OR TRAINING ROLLER, W/ 6" STEEL CANS, FOR PETE 48" COAL CONVEYORS. "DO NOT SUBSTITUTE" | 266CA07ACB | 7A COAL CONVEYOR *** SEE EQUIPMENT NOTES PAGE #6 *** * CUTTING & WELDING PERMIT REQUIRED * | D3620S-48 | SB3E1C3 | 3 | EA | 2030.86
PETE | 5301100 | 10.509.268 | IK525 PERMALUBE CARRIAGE ASSEMBLY (LEFT HAND) | 203BSSBL11 | L-11 ECONOMIZER SOOT BLOWER IK-525 | RXC000028-LL | SB1HB7 | 1 | EA | 5165.12
PETE | 5706123 | 10.509.270 | IMPELLER WITH BUSHING/WHEEL | 204RWDCS01 | IUCS/CSI ROTO-CLONE DUST COLLECTION SYSTEM FOR DUST COLLECTION OF CO-5A & CO-5B PUG MILL DUST COLLECTION ( NEW SYSTEM AT IUCS/CSI SEPT. 2018) | AEI-AXP-10063 | SB1KB7 | 1 | EA | 4007
PETE | 5004036 | 10.509.273 | IMPELLER, FOR PETE 3 GIW PUMPS | 203RMRCPA4 | RECYCLE PUMP P1-3-A4 | 02524373 | SB1ND6 | 0 | EA | 0
PETE | 5005741 | 10.509.275 | IMPELLER, PUMP, FOR PETE #4 CSI DISPOSAL AREA SUMP PUMPS, WARMAN PUMPS MODEL 150SV-SPR. | 204RBSU101 | P410-1 DISPOSAL AREA DRAINAGE SUMP PUMP AND MOTOR LOCATED OUTSIDE BY #4 RETURN TANK | SPR15206AR55 (4-16-11) | SB1DE7 | 2 | EA | 4591.14
PETE | 5003276 | 10.509.282 | IMPELLER, PUMP, HI-CHROME, MODIFIED FOR MECHANICAL SEAL, FOR PETE #3 SCRUBBER RECYCLE PUMPS, DENVER PUMP MODEL SRL- C, 18" X 16" X 35", S/N 01-166483. | 203RMRCPA1 | RECYCLE PUMP P1-3-A1 | 710-008 | SB1ED3 | 0 | EA | 0
PETE | 6718042 | 10.509.284 | IMPELLER, HC-250, PATT 62-775, FOR LAWRENCE PUMPS, MODEL DDL DBL VL, TYPE 12", SIZE 18.660", SER NO = 71511, DWG A-35313, REMARKS 500-575 BHN, FOR PETE UNIT 3 ASH WATER RETURN PUMPS. | 203AHRWP01 | 3-1 ASH SLUICE RETURN WATER PUMP | 060-28713-002 | SB1MB10 | 1 | EA | 12810
PETE | 5706882 | 10.509.287 | IMPELLER, 2" - 5000, USED ON PETE 4 GYPSUM SUMP PUMPS. | 204LSP441A | LIMESTONE AREA SUMP 2 PUMP A (& MOTOR) | 21753 | 2FA6C11 | 2 | EA | 3049.84
PETE | 5711391 | 10.509.297 | ASSEMBLY, GATE POSITION INDICATOR, AS FURNISHED ON UC PO 54674-4 FOR ASH HANDLING SYS., PETE 3. | 203AHBD001 | 3-1 DEWATERING BIN, GATES AND SCREENS | 3-3401-35 | SB5A1B6 | 1 | EA | 502
PETE | 5216338 | 10.509.298 | INDICATOR, FLOW 0-20 G.P.M., 1" TUBE, 1"-150 LB. FLANGED CONNECTIONS, W/DETACHED SCALE S.S. BODY, S.S. FLOAT #1-G-16V-1-175 #W-T-1-40-G-10 USED ON UNIT 3 & 4 SEAL WATER SYS. |  |  |  | 2FA9I3 | 1 | EA | 813.57
PETE | 6106600 | 10.509.301 | INDICATOR, FLOW, 1/2" BRONZE, P/N 1431D-0055, OPW VISI-FLO PROPELLER TYPE WITH FEMALE THREADED ENDS. (NEOPRENE SEAL) | 203RMMUP01 | 3-1 SLUDGE TREATMENT PUMP INCLUDES PUMP, MOTOR AND CONTROLS | 1431D-0055 | 2FA22F28 | 4 | EA | 691.92
PETE | 5002556 | 10.509.302 | INDICATOR, DUST LEVEL, FOR PETE #1 ELECTROSTATIC PRECIPITATORS, WHEELABRATOR-FRYE MODEL. | 203AHFFA01 | A-1 PRECIP HOPPER AND NUVA FEEDER | 620870 | 2FA6B8 | 2 | EA | 904
PETE | 5004705 | 10.509.304 | INDICATOR, SIGHT FLOW INDICATOR, 2.0" - 150#, R.F. FLANGED CONNECTION, 316 SS BODY, TEFLON ROTATOR WHEEL, USED AT PETE 2&3. | 203RFBFLO1 | 3-1 BOOSTER FAN LUBE OIL SYSTEM | SFR-2.0''F-316SS | 2FA1H6 | 1 | EA | 1512.5
PETE | 5714120 | 10.509.315 | INSERT, BEARING, #3-47-D FOR PILLOW BLOCK BEARING USED ON COAL CONVEYOR "A" SYSTEM. | 266CA00000 | "A" COAL CONVEYING SYSTEM | S14AZ86800 | 4FA50A2 | 3 | EA | 1695.87
PETE | 6626211 | 10.509.325 | INSULATION, HYDROGEN SEAL CASING, (CE), FOR PETE #3 G.E. TURBINE GENERATOR, S/N 170 X 583, SEQ. #9774. |  |  | 0506L537G00011 | SB5A4A10 | 1 | LT | 4732.34
PETE | 5706275 | 10.509.339 | INTERDRIVE, SPEED REDUCER, DODGE DOUBLE REDUCTION, TAPER BUSHED, TORQUE-ARM, SERIES TDT 425, W/ BACK STOP, GEAR RATIO 24.64-1, BORE 2-7/16", INPUT SHAFT BORE 1-7/16", FOR PETE #3 & #4 IUCS/CSI FILTER DISCHARGE CONVEYORS. | 203RWCB01B | CO-1B FILTER DISCH CONVEYOR. |  | SB3E1A1 | 1 | EA | 2876.34
PETE | 5301689 | 10.509.340 | MOTOR, TRAVERSE, FOR RETRACTABLE SOOTBLOWERS ABB COMBUSTION ENG SCVS, MODEL T30 MANUFACTURER PART NO = CV-075951, 3/4 HP, 230/460VAC, 1725 RPM, F56CZ FRAME. | 203BSSBL01 | L-1 LONG RETRACT T 30 MARK 2 | CV-075951 | 4FA52A6 | 2 | EA | 1705.69
PETE | 5706156 | 10.509.345 | MTA, SIZE 2 THROUGH 8, VERTICAL BREATHER KIT FOR POSITION D | 204RWCB06A | CO-6A RADIAL STACKING CONVEYOR. | 472300 | SB1MD7 | 1 | EA | 212.5
PETE | 5005900 | 10.509.347 | MUFFLER, SPEED CONTROL, FOR MOSIER, MODEL J933 DIVERTOR,AIR OPERATED,PETE 4 MANUFACTURER PART NO = SCM-4 |  |  | SCM-4 | 2FA19H33 | 3 | EA | 22.92
PETE | 5008543 | 10.509.369 | FITTING, TEFLON, 1/8" MPT X 2" NIPPLE, PRO2000W DILUTION PROBE, FOR PETE #3 CEM STACK PROBES. |  |  | 345-50020 | 1FA1D7 | 12 | EA | 504.48
PETE | 5301120 | 10.509.371 | NOZZLE, FOR LOCATIONS 5 R/L THROUGH 9 R/L RETRACTS, PETE #3. | 203BSSBL05 | L-5 LONG RETRACT T 30 MARK 2 | 063532 | 1FA3A6 | 3 | EA | 1612.2
PETE | 5711401 | 10.509.372 | NOZZLE, UCC P/N SK-40371-3. | 203AHBHH0A | UNIT 3 (A) BOTTOM ASH HOPPER ***CONFINED SPACE ENTRY*** ***SEE NOTES PAGE 6*** | SK-40371-3 | 1FA3E25 | 7 | EA | 166.39
PETE | 5711661 | 10.509.373 | NOZZLE, ASSY., W/ 9/16" NOZZLE, 0 DEG., FOR PETE #3 & #4 BOTTOM ASH SYSTEMS, PER UC PO 54674-4. | 203AHNZ000 | BOTTOM ASH SYSTEM FLUSHING NOZZLES | 4003-141-0-0-00-056 | SB5A2A5 | 4 | EA | 853.83
PETE | 5713004 | 10.509.374 | NOZZLE MANIFOLD ASSEMBLY, 8", 20 NOZZLE, FOR PETE 4 ECONOMIZER ASH SYSTEM | 204AHEH000 | UNIT 4 ECONOMIZER ASH SYSTEM | 1601-48 | SB1RF1 | 1 | EA | 3964
PETE | 5003048 | 10.509.375 | NOZZLE, DEMISTER WASH HEADER (LOWER) 1/2" MALE THREAD, 316SS, 218M | 203RMNZDLA | "A" LOWER DEMISTER WASH NOZZLES AND PIPING. *** CONFINED SPACE ENTRY *** *** SEE NOTES PAGE 6 *** | 7119 | 2FA14C13 | 20 | EA | 944.37
PETE | 5711237 | 10.509.376 | NOZZLE, PRECIPITATOR, FOR 8" HYDROVEYOR (5-1601-12), USED ON PETE #3 TOP ASH SYSTEM. | 203AHFAHP0 | PRECIP ASH HYDROVEYOR COMBINING TUBES AND NOZZLES |  | 1FA3E18 | 23 | EA | 1205.89
PETE | 5713491 | 10.509.378 | NOZZLE, PUMP, 2-3/16", 416 SS, FOR 4" JET-PULSION PUMP, USED ON PETE #4 BOTTOM ASH SYSTEM. |  |  | 403100-93 | 1FA3E2 | 2 | EA | 570
PETE | 5711403 | 10.509.379 | NOZZLE, SPRAY, 3/8" NPT, 3/16" ORIFICE, FOR PRESSURE & VACUUM RELIEF VALVES (2-2003-3), USED ON PETE #3 & #4 BOTTOM ASH SYSTEMS, PER UC PO 54674-4. |  |  | 40366-3 | 1FA3E25 | 7 | EA | 385.91
PETE | 5005994 | 10.509.380 | ABSORBER SPRAY NOZZLE, INTERIOR, LOWER LEVEL, QUENCH HEADER FOR PETE 4. | 204RMNZQA0 | QUENCHER SPRAY NOZZLES-A TOWER *** CONFINED SPACE ENTRY *** *** SEE NOTES PAGE 6 *** | 145952 TH-56180/2 | SB1KC5 | 29 | EA | 8585.56
PETE | 5721587 | 10.509.382 | NOZZLE, SPRAY, 3/4" NPT, .368" ORIFICE, FOR PRESSURE RELIEF VALVES (2-2003-3 REV.D), USED ON PETE #4 BOTTOM ASH SYSTEM. | 203AHBHH0A | UNIT 3 (A) BOTTOM ASH HOPPER ***CONFINED SPACE ENTRY*** ***SEE NOTES PAGE 6*** | 40366-5 | 1FA3F29 | 2 | EA | 382.89
PETE | 5711461 | 10.509.383 | NOZZLE, SPRAY, 3/4" NPT, FOR PETE #4 BOTTOM ASH PYRITE HOPPERS (SK-1339-21), PER UC PO 54674-4. | 204AH00000 | UNIT 4 ASH HANDLING SYSTEM | 40382-32 | 1FA3F27 | 3 | EA | 110.4
PETE | 2215356 | 10.509.384 | NOZZLE, TORCH, CUTTING, #4, FOR CW-23 OXWELD CUTTING HEADS. "DO NOT SUBSTITUTE" |  |  | 15Z17 | 1FA9E54 | 15 | EA | 234.52
PETE | 5721652 | 10.509.387 | NOZZLE, FULL CONE, SPYR, 60D, .75" NPTM, BRASS, FOR FLY ASH DUSTLESS UNLOADER. | 203AHFU031 | 3-1 ROTARY DUSTLESS UNLOADER | 403123-3 | 2FA11E13 | 4 | EA | 172
PETE | 5003969 | 10.509.391 | NOZZLE, TRAP OUT TRAY, FOR SCRUBBER SPRAYING SYSTEMS, UNIT 3 SO2 & DEMISTER AREAS MANUFACTURER PART NO = 3/4 HH-20SS71WSQ, MALE | 203RMNZP0D | "D" PRESAT SPRAY NOZZLES AND PIPING.. *** CONFINED SPACE ENTRY *** *** SEE NOTES PAGE 6 *** | HH-20SS71WSQ | 2FA15C23 | 22 | EA | 1915.32
PETE | 5513806 | 10.509.395 | NUT, BULKHEAD S.E. CO PT #FG75, USED ON #S 5124-3(1-6) UNIT #3. | 203BFCF001 | 3-1 COAL FEEDER ********SEE EQUIPMENT NOTES PAGE 6 ********** ***NUCLEAR DENSITY GAGE ATTACHED TO PIPING*** |  | 2FA15F22 | 34 | EA | 26.86
PETE | 5003341 | 10.509.413 | NUT, TRAVELING, OUTLET ISOLATOR, FOR SCRUBBER ANDCO, MODEL 30A/B/C/D, USED/UNIT PETE 3 MANUFACTURER PART NO = TN-3 SER NO = FD-30A/B/C/D | 203RGMID0A | FD30-A MODULE INLET DAMPER INCLUDES DRIVE UNIT, DAMPER, CHAIN AND ELECTRICAL CONTROLS. | TN-3 | 2FA14D13 | 2 | EA | 1962.38
PETE | 5005416 | 10.509.414 | NUT, ADJUSTING, PT #160-261, FOR LIMESTONE PREP SYS-GR SPY SYS LUBRIC PUMP, MODEL #GRACO INC MODEL 203-869 E, RC #190-0087, SEQ. #14 USED ON PETE 4 SO2. | 204RPBMLO0 | BALL MILL LUBE SYSTEM | 160-261 | 4FA4E4 | 4 | EA | 25.8
PETE | 5003026 | 10.509.415 | LOCKNUT, BEARING, FOR PETE #3 SCRUBBER RECYCLE PUMPS, 18 X 16 X 35, GARDNER-DENVER MODEL SRL-C, FRAME 6, S/N 01-166483. | 203RMRCPA1 | RECYCLE PUMP P1-3-A1 | 524207 | 4FA57A4 | 1 | EA | 34.29
PETE | 5304071 | 10.509.425 | FORGED EYENUT, ITEM 29, 316SS W/.31-18, FOR PETE 4 BURNER TILT LINKAGE. | 204BFCBA00 | A CORNER BURNERS, TILTS, LINKAGE, AND DRIVE UNIT | V00-1805 | 1FA6F44 | 2 | EA | 104.34
PETE | 5608267 | 10.509.451 | LAMP, NEON, PART #68A7804P5, FOR TURBINE SUPV. INST. SYS OF PETE #3, S/N 170583. |  |  | 68A7804P5 | 2FA13F25 | 4 | EA | 13.76
PETE | 2609605 | 10.509.452 | LAMP, NEON RED INDICATION LIGHT WITH WHITE NYLON HOUSING, 120 VAC, USED ON#3 & 4 FSSS. | 266CA03ACB | 3A COAL CONVEYOR BELT *** SEE EQUIPMENT NOTES PAGE #6 *** * CUTTING & WELDING PERMIT REQUIRED * BEFORE ARC WELDING WITHIN 100 FEET OF DETECTOR. | 970-670A92WRN | 1FA5C18 | 87 | EA | 418.47
PETE | 5009686 | 10.509.456 | LAMP, ULTRAVIOLET, FOR SO2 ANALYZERS, MODELS 43i, USED ON PETE #1 & #4 STACKS & INLETS CEMS. | 202ENEM0SP | UNIT #2 SCRUBBED SO2 & CO2 PRIMARY C.E.M. MONITOR INCLUDES SO2,CO2,NOX ANALYZERS, DATA LOGGER, PROBE CONTROLLER AND PRINTER. | 75-8666 | 2FA16E51 | 4 | EA | 6307.3
PETE | 5302993 | 10.509.459 | LANCE SUPPORT ROLLER ASSY., FOR PETE #1 & #2 LONG RETRACTS, PER C-B CONTRACTS #Q-7180102 & #Q-4720201. (INCLUDES. LEFT & RIGHT ROLLER/EACH) | 203BSSBL10 | L-10 ECONOMIZER SOOT BLOWER IK-525 | BE-780-SET | 1FA8D4 | 4 | EA | 1697.63
PETE | 5713420 | 10.509.462 | LATERAL, 45 DEG. (1 FT.-3" X 2 FT.-3" X 2 FT.-3" BRANCH) (14-1/2" OD) LINED W/12" ID ABRESIST, SEE DETAIL C, DWG. #AB-0098-B-2 FOR BOTTOM ASH SYS LINE, PETE 4. | 204AHEA000 | "A" ASH HOPPER HYDRO-EJECTOR. LOCATED AT "A" ASH HOPPER AT BOTTOM OF DOGHOUSE |  | SB1RB10 | 1 | EA | 3340.27
PETE | 5721034 | 10.509.464 | LATERAL, Y- 8", 45 DEG, DWG. SK-1711-15 FOR UCC ASH SYS., UNIT 4. |  |  | SK-1711-15 | SB1RD10 | 1 | EA | 1619.26
PETE | 5305444 | 10.509.472 | PUSH BUTTON LENS, RED COLOR, MEMENTARY, FOR PETE 1,2,3,4 IGNITOR CONTROL CABINET. | 203BFOS000 | UNIT 3 BOILER IGNITION SYSTEM | P9B10VN | 2FA25G26 | 1 | EA | 35
PETE | 5305598 | 10.509.479 | KIT, LEVER, NOZZLE ADJUSTING MECHANISM, FOR BELL CRANK ASSY., USED ON PETE ABB C-E SVCS. BOILER BURNERS. | 203BFCBA00 | A CORNER BURNERS, TILTS, LINKAGE, AND DRIVE UNIT | 902-6974-ACCKIT | 1FA6E47 | 53 | EA | 1962.82
PETE | 5721079 | 10.509.486 | LEVER, FOR GATE POSITION INDICATOR-24" SLUICE GATE UC ASH SYS, UNIT 4. |  |  | SK-402001 | 2FA25B7 | 1 | EA | 32.1
PETE | 5305455 | 10.509.490 | PILOT LIGHT, RED, FOR PETE 1,2,3,4 IGNITOR CONTROL CABINET. | 203BFOS000 | UNIT 3 BOILER IGNITION SYSTEM | P9PDNV0 | 2FA25G26 | 1 | EA | 27.45
PETE | 5004135 | 10.509.497 | LINER, BELT, 4 X 10 X 3/8, FOR PETE #3 & #4 IUCS/CSI FEED & DISCHARGE CONVEYORS, FIRMEX POLY PLUS II MODEL. | 203RWCB01B | CO-1B FILTER DISCH CONVEYOR. | 4 X10 X3/8 | SB2A1D5 | 40 | FT2 | 492.8
PETE | 5706383 | 10.509.498 | LINER, BEARING, NON-DRIVE END, TOP & BOTTOM, FOR FILTER DRUM, USED ON PETE #4 CSI VACUUM FILTERS, FL-101 & FL-102, DORR-OLIVER S/N CSP0000252-1. | 204RWVFFL1 | FL 101 VACUUM FILTER MCC 101 ROTARY VACUUM FILTER FL-101 ***CONFINED SPACE ENTRY***SEE NOTES PAGE 6*** | B328B247 / 045555BB | SB3C2B5 | 2 | EA | 916
PETE | 5317149 | 10.509.499 | LINER, FAN BEARING, (DE-INBOARD), USED ON PETE 3 BOOSTER FAN. | 203RFBF001 | 3-1 BOOSTER FAN INCLUDES FAN WHEEL, HOUSING, LUBE OIL SYSTEM AND BEARINGS. NEW FAN 2015 FOR ECC PROJECT. *** CONFINED SPACE ENTRY *** SEE NOTES PAGE 6 *** | 719821 | SB1HB9 | 1 | EA | 22362.22
PETE | 5706712 | 10.509.502 | LINER, CYLINDER SECTION, BPC RUBBER, FOR PRIMARY HYDROCLONES, USED ON PETE #4 DEWATERING MILL SLURRY, KREBS CYCLONE MODEL GMAX6-3193, S/N G115252I THRU G115262I. | 272PH15252 | PH 44-1-1 PRIMARY HYDROCLONE | G62-043120-BPC | SB1GE2 | 8 | EA | 1248
PETE | 5513917 | 10.509.513 | LINER, MILLSIDE BOTTOM, FOR PETE #3 & #4 ABB C-E SVCS. MODEL 903RP COAL PULVERIZERS, S/N 73831-73836. | 203BFCM001 | 3-1 PULVERIZER *** CONFINED SPACE ENTRY *** *** FOR PYRITE SECTION ONLY - SEE NOTES PAGE 6 *** | 94-178 | SB3N1D3 | 9 | EA | 6278.57
PETE | 5513713 | 10.509.515 | LINER, SEPARATOR BOTTOM, FOR MILLSIDE & SEPARATOR BODY LINER OF ABB COMBUSTION ENG SVCS, MODEL 903RP PULVERIZER, MANUFACTURER PART NO = 94-210A | 203BFCM001 | 3-1 PULVERIZER *** CONFINED SPACE ENTRY *** *** FOR PYRITE SECTION ONLY - SEE NOTES PAGE 6 *** | 94-210A | SB3N1A1 | 16 | EA | 806.24
PETE | 5005723 | 10.509.516 | LINER, BACK, FOR PETE #4 IUCS/CSI THICKENER SUMP PUMP, WARMAN PUMPS MODEL 40PV-SPR, RC #190-1009, SEQ. #36. | 204RBSU041 | P404-1 FGD AREA DRAINAGE SUMP PUMP, LOCATED BETWEEN 4-2 ID FAN AND "C" QUENCHER SUMP | SPR4041R08 | SB3C1B2 | 1 | EA | 268.55
PETE | 5005623 | 10.509.519 | LINER, FRAME PLATE, RUBBER, FOR PETE #4 SCRUBBER QUENCHER & ABSORBER FEED PUMPS, WARMAN MODEL 450STL. | 204RMQFPA1 | P-402A-1 QUENCHER PUMP | TL45043MU27 (URETHANE) | SB3Q2 | 2 | EA | 17079.47
PETE | 5003280 | 10.509.520 | LINER, PLATE, GLAND SIDE, 70-75 DUROMETER URETHANE, FOR PETE #3 SCRUBBER RECYCLE PUMPS, DENVER MODEL SRL-C, 18 X 16 X 35, S/N 01-166483, ITEM #69-6. | 203RMRCPA1 | RECYCLE PUMP P1-3-A1 | 552957 | SB1DE6 | 0 | EA | 0
PETE | 5003123 | 10.509.521 | LINER, SUCTION SIDE, NATURAL RUBBER, FOR PETE #3 & #4 SCRUBBER MAKE-UP SLURRY PUMPS & PETE #3 IUCS THICKNER UNDERFLOW & VACUUM FILTER PUMPS, WORTHINGTON PUMP MODEL 4-R-122, SIZE P5-3A, S/N B07531586. | 203RDUFP3A | P7-3A UNDERFLOW PUMP INCLUDES PUMP, MOTOR AND CONTROLS | 2115160-005 | SB3E2D3 | 2 | EA | 2477.62
PETE | 5713456 | 10.509.523 | LINER, VALVE, 12", ONE-PIECE URETHANE CONSTRUCTION, FOR PETE #3 BOTTOM ASH VALVE SYSTEMS. | 203AHPGBV1 | COV-2052, (BV-1) TOP ASH WET TO BOTTOM ASH. LOCATED NORTH OF "C" ASH HOPPER 1ST FL | 12103 | 4FA55B2 | 2 | EA | 553.5
PETE | 5706898 | 10.509.524 | VOLUTE LINER, PUMP, ULTRACHROME 27% CHROME, USED ON PETE 3 MAKEUP SLURRY PUMPS. | 203RPSP03A | 3-A MAKE-UP SLURRY PUMP P5-3A (EAST PUMP) (PUMP CONNECTED TO SLURRY STORAGE TANK) | D3110A05 | SB1JE5 | 1 | EA | 2979.59
PETE | 5513491 | 10.509.525 | LINER,BOTTOM RH,FOR DISCHARGE VALVE,ABB COMBUSTION ENG SVCS, MODEL 903 BOWL MILL, AREA PETE 3&4, MANUFACTURER PART NO = 94-334 | 203BFPG001 | 3-1 MILL MULTIPORT ASSEMBLY & DISCH VALVES | 94-334 | SB3M2A3 | 6 | EA | 1135.62
PETE | 5513697 | 10.509.526 | LINER, FRAME SIDE, FOR PENNSYLVANIA CRUSHER CORP. TK15-44D COAL CRUSHERS, 1-1 & 1-2, S/N 3107 & 08, DWG. #001416-4, ITEM #37, MFT. P/N 363420-16. (RIGHT HAND) | 266CACC11C | 1-1 COAL CRUSHER *** SEE EQUIPMENT NOTES PAGE #6 *** * CUTTING & WELDING PERMIT REQUIRED * | 363420 16 | SB1OE6 | 3 | EA | 1324.35
PETE | 5706704 | 10.509.527 | LINER, INLET HEAD, BPC RUBBER, FOR PRIMARY HYDROCLONES, USED ON PETE #4 DEWATERING MILL SLURRY, KREBS CYCLONE MODEL GMAX6-3193, S/N G115252I THRU G115262I. | 203RPMSH00 | MILL SLURRY HYDROCLONES | G6-23-BPC | SB1GA3 | 3 | EA | 956.01
PETE | 5513624 | 10.509.533 | LINER, HOPPER, (RIGHT HAND), UPPER FRAME, FOR PENNSYLVANIA CRUSHER CORP. TK15-44D COAL CRUSHERS, 1-1 & 1-2, S/N 3107 & 08, DWG. #001414-4., ITEM #33. | 266CACC11C | 1-1 COAL CRUSHER *** SEE EQUIPMENT NOTES PAGE #6 *** * CUTTING & WELDING PERMIT REQUIRED * | 323108-16 #33 | SB1QB2 | 2 | EA | 4568.38
PETE | 5005979 | 10.509.546 | O-RING, PUMP, FOR - 44-03 & 44-04 SLURRY FEED PUMPS ON PETE 4 SCRUBBER. | 204SFP4403 | LIMESTONE SLURRY FEED PUMP & MOTOR, 44-03. | 35T152N258 | 2FA19G23 | 4 | EA | 10.84
PETE | 5005612 | 10.509.558 | O-RING, SHAFT, 69T126R429, FOR PETE #4 SCRUBBER ABSORBER FEED PUMPS, WARMAN MODEL 450STL, RC #190-1000, SEQ. #19 OR SEQ. #42.. | 204RMQFPA1 | P-402A-1 QUENCHER PUMP | S109S50 | 2FA16E35 | 3 | EA | 196.24
PETE | 5005319 | 10.509.565 | O-RING, VITON, 310 X 8, FOR DUECHTING PUMP MODEL MCC 500-800, USED ON PETE #4 SCRUBBER ABSORBER FEED PUMP. |  |  | 5.321094 | 1FA7E44 | 6 | EA | 361.24
PETE | 5721076 | 10.509.569 | O-RING, VALVE, FOR UCC 12" ASH SLUICE VALVE (4-1905-194), USED ON PETE #4 BOTTOM ASH SYSTEM. | 204AHPGBV1 | BV-1 WET TOP ASH SEGREGATING VALVE (SG-5) LOCATED NORTH OF THE BOTTOM ASH HOPPERS | 40636-163 | 2FA25H8 | 3 | EA | 61.74
PETE | 5005972 | 10.509.585 | OILER BEARING HOUSING MOD 4 TRICO, FOR PETE #4 - 44-03 & 44-04 SLURRY FEED PUMPS. | 204SFP4403 | LIMESTONE SLURRY FEED PUMP & MOTOR, 44-03. | EY00483925D21 | SB1AE7 | 1 | EA | 2379.61
PETE | 5711491 | 10.509.587 | OPERATOR, VALVE, POWER CHAMBER, FOR INTAKE VALVE ASSY. RIGHT HAND,USED FORASH HANDLING SYSTEM, PETE 3, P/N 5-1814-14 |  |  |  | SB5A2B7 | 1 | EA | 128.35
PETE | 5513928 | 10.509.594 | ORIFICE, FUEL, 18-3/8" ID, CERAMIC LINED, FOR DISCHARGE PIPING (22" OD X 21-1/4" ID), MARK 58, USED ON PETE #3 & #4 ABB C-E SVCS. MODEL 903RP COAL PULVERIZERS. | 203BFPGP03 | 3-3 PULVERIZED FUEL PIPING FROM PULVERIZER DISCHARGE VALVE TO THE BOILER. | 3A-5901-ACER | SB3M1D3 | 1 | EA | 2653.11
PETE | 5004306 | 10.509.599 | OVERLOAD, #43 3K, SIEMENS-ALLIS #25-131-445-510 FOR PETE #4 AT I.U.C.S. ONSIEMENS-ALLIS M.C.C. #101. |  |  | 25-131-445-510 | 4FA4E18 | 1 | EA | 82.81
PETE | 5008077 | 10.509.603 | PACKING KIT, VALVE, FOR NEWCON 24" GATE VALVE, USED ON PETE #3 & #4 SCRUBBER MODULES. | 203RMVFDA1 | FV-110-1A RECYCLE PUMP DISCHARGE VALVE | 0187117 | 2FA16G18 | 5 | EA | 3905
PETE | 5301173 | 10.509.615 | PACKING SET COMPLETE | 203BSSBL10 | L-10 ECONOMIZER SOOT BLOWER IK-525 | BP344305-1135 | 1FA8F13 | 4 | EA | 584.36
PETE | 6501130 | 10.509.623 | PACKING, #14161 USED ON UNIT #3 TURBINE DRIVEN BOILER FEED PUMPS OIL PURIFIER. |  |  |  | 2FA12E58 | 6 | EA | 4.5
PETE | 5711246 | 10.509.631 | PACKING, RING, PKG. 40638-22 FOR FLY ASH DIFFUSER FEEDER(5-1512-106) AS FURNISHED ON UCC PO 54674-4 FOR ASH HANDLING SYS PETE #3. | 203AHFFA01 | A-1 PRECIP HOPPER AND NUVA FEEDER |  | 1FA3F13 | 71 | EA | 69.58
PETE | 2903316 | 10.509.638 | PACKING, ROPE, 1/2" SQUARE, BRAIDED, KEVLAR, NON-ASBESTOS, ( 5 LB. / 35 FT. SPOOL). "DO NOT SUBSTITUTE" | 203RWFARF0 | FLYASH ROTARY FEEDER AND MOTOR | PM 5 | 1FA4E40 | 10 | LB | 404.34
PETE | 6011330 | 10.509.652 | MODULE, EMOD, SOE, 48V, ONBOARD, FOR PETE #1 EMERSON OVATION CONTROL SYSTEM/HSS 7 GAS FUEL SYSTEM. | 204AHVYG12 | AG-12 PRECIP TOP ASH FROM 4-1 SIDE PRECIPS | 5X00357G04 | 1FA5C56 | 2 | EA | 5037.49
PETE | 6011178 | 10.509.658 | MONITOR, OPACITY, DURAG MODEL 290, COMPLETE SET, TO CONSIST OF: TRANSCEIVER, REFLECTOR & TWO REMOTE PANELS, FOR PETE #3-2 ID FAN. |  |  |  | 4FA50B12 | 0 | ST | 0
PETE | 5007507 | 10.509.664 | BOARD, MOTHER MODULE FOR PH ANALYZER TBI-INSTRUMENT SHOP, MODEL 514 MANUFACTURER PART NO = 4TB5203-0093 | 203RMBCNI0 | "B" MODULE INSTRUMENTS AND DEVICES INCLUDES ALL SCRUBBER MODULE SYSTEM MEASURING, INDICATING, RECORDING OR CONTROLLING INSTRUMENTS. | 4TB5203-0093 | 4FA3F10 | 1 | EA | 525
PETE | 5003915 | 10.509.683 | MOTOR, ELECTRIC-AC, HORSEPOWER- 30, RPM- 3550, FRAME- 286TS, 230/460 VOLTS, TEFC. | 203RGMIB0A | F30-3-A SEAL AIR BLOWER INCLUDES BLOWER HOUSING, BLOWER WHEEL, MOTOR, DUCT WORK AND ELECTRICAL CONTROLS. |  | SB1JD5 | 1 | EA | 1450
PETE | 5015497 | 10.509.693 | MOTOR AC .5O H.P. EPH 230/460, USED ON UNITS 1-2-3-4 ACTIVATED CARBON INJECTION FEEDERS. | 203ENCFDR1 | FEEDER, FEEDER MOTOR, FEEDER VFD, FEEDER HOPPER FOR "TRAIN 1" POWDERED CARBON TRANSPORT SYSTEM. | 0000034691 | 2FA8G23 | 1 | EA | 825
PETE | 5007092 | 10.509.694 | MOTOR, ELECTRIC, 3 HP, 1750 RPM, 208-230/460, 182T FRAME, 3-PHASE, TYPE S, TEFC, REVERSIBLE ROTATION, BASE MOUNT, SEVERE DUTY, PREMIUM EFFICIENCY. | 204RBSM401 | S401 FGD AREA DRAINAGE SUMP MIXER & MOTOR | H3P2D | 4FA51B3 | 1 | EA | 223
PETE | 5007015 | 10.509.695 | MOTOR, ELECTRIC-AC, HORSEPOWER- 20, RPM- 3600, FRAME- 256T, TEFC, 230/460 VAC., SEVERE DUTY, ENERGY EFFICIENT. | 204RFBFV01 | 4-1 BOOSTER FAN VANES INCLUDES OPERATOR, LINKAGE AND CONTROLS *** CONFINED SPACE ENTRY *** SEE NOTES PAGE 6 *** | NP0202 (acceptable) | SB1EC7 | 2 | EA | 1381
PETE | 5004710 | 10.509.698 | MOTOR, 1.5 HP, 1200 RPM, TEFC 460/360, 1.15 SF,HORIZONTAL MOUNT, 143T FRAME W/FT, NEMA PREM EFFICIENTY, CLASS F INSUL, 0.875" DIAM. SHAFT W/ 0.1875" SQ KEY, GROUNDING PROV, < 85 dBa @ 3 FEET, COOLER DRIVE MTR FOR PETE 2 & 3. | 203RFBFLO1 | 3-1 BOOSTER FAN LUBE OIL SYSTEM | M3557 | 4FA51B4 | 2 | EA | 558.4
PETE | 5714295 | 10.509.707 | MOTOR, ELECTRIC-AC, 5 HP, 208-230/460 VAC, 1740 RPM, 184T FRAME, FOR MAGNETIC SEPARATOR, DINGS MODEL 66, USED ON PETE 3B & 8A COAL CONVEYORS. | 266CA08AMM | 8A MAGNET MOTOR **** SEE EQUIPMENT NOTES PAGE #6 **** * CUTTING & WELDING PERMIT REQUIRED * | BK49 | 4FA51B7 | 1 | EA | 518
PETE | 6407885 | 10.509.710 | MOTOR, ELECTRIC, HORSEPOWER- 5, RPM- 1750 FRAME- L184T, FOOT MOUNT, TESC ENCLOSURE, 3 PHASE, 60 HZ. | 204RWVFFA2 | FL-102 VACUUM FILTER AGITATOR | ECP3665T | SB1EC11 | 1 | EA | 696.01
PETE | 5004475 | 10.509.711 | MOTOR, ELECTRIC-AC, 5 HP, 1800 RPM, 184T FRAME, 230/460 VAC. | 203RDTHD01 | THICKNER DRIVE #1 GEAR REDUCER AND MOTOR | 76011A35A | SB1EB10 | 2 | EA | 1465.29
PETE | 6407874 | 10.509.714 | MOTOR, ELECTRIC-AC, HORSEPOWER- 40, RPM- 1800 FRAME- 324T, 460 VOLTS, 3 PHASE, 60 HZ, TBFC, INCLUDES SINGLE PHASE 115V HEATER. | 203AHFU031 | 3-1 ROTARY DUSTLESS UNLOADER | 773B978G13 |  | 0 | EA | 0
PETE | 5007017 | 10.509.715 | MOTOR, ELECTRIC-AC, HORSEPOWER- 15, RPM- 3545 FRAME- 254T, 460 VAC. | 203RWFRP5A | P5A FILTRATE PUMP | AC-3010-5-35M | SB1EB6 | 1 | EA | 940
PETE | 5007142 | 10.509.717 | MOTOR, GEAR, 2 HP, 460V/3PH/60HZ, 230/460VAC, 1725RPM, FD145P FRAME, FOR PETE #4 IUCS/CSI THICKENER RAKE-BRIDGE SUPPORT & LIFT ASSEMBLY. | 204RDTHDE0 | THICKNER DRIVE MAIN BULL GEAR | 61-548895 | SB1NA7 | 2 | EA | 14054
PETE | 6407475 | 10.509.724 | MOTOR, FAN, 1/3 HP, 1725 RPM, 230/460V, 1A, 3 PHASE, 60 HZ, EMERSON MOD. P55YYBYP-883. | 204RBBHCSI | CSI BUILDING HEATERS | HL2G001K-3900- | 4FA51A9 | 1 | EA | 274
PETE | 5004737 | 10.509.729 | MOTOR, TECOL-WESTINGHOUSE, 4160V, 600 HP, 1185 RPM, 6806B FRAME, TYPE AEHA-TKUW2, USED ON PETE 4 QUENCHER PUMPS. | 204QPM02A1 | QUENCHER PUMP MOTOR ARS-M_P402A-1 | K6006 |  | 0 | EA | 0
PETE | 5012737 | 10.509.736 | RELAY, OVERLOAD C440 SSOL RELAY 28-140A | 203MCCFF3A | UNIT 3 BAGHOUSE, 480 VOLT MCC FF-3A, SEC.1/1200 AMP., SEC. 2/8-600 AMP., 65,000 AMP. SHORT CIRCUIT RATING. MAIN INCOMING FROM 480 VOLT SWGR. BUS FF3A, CUBICLE 4B | C440C1A140SPX | 4FA50B1 | 1 | EA | 128.37
PETE | 5301294 | 10.509.748 | PIN, ITEM 52,FOR COPES-VULCAN, MODEL RW-5E RETRACT SOOT BLOWER MANUFACTURER PART NO = 160019 | 203BSSBA01 | A-1 "A" ROW WALL SOOTBLOWER | 160019 | 1FA4E12 | 2 | EA | 13.9
PETE | 5005281 | 10.509.753 | PINION, CHANGE GEAR, (KIT FOR RATIO 21:1), FOR RESEARCH COTTRELL INC, MODEL MIXCO-73, SIZE/DESC PETE 4, MANUFACTURER PART NO = 601016 PSP | 204RBSMBMD | BALL MILL AREA DRAINAGE SUMP MIXER & MOTOR | 601016 PSP | 4FA4F3 | 1 | EA | 823.68
PETE | 5721041 | 10.509.757 | PIPE SPACER FOR PETE 4 BOTTOM ASH DISCHARGE PIPING IN THE TRENCH | 204AHPGD00 | BOTTOM ASH DISCHARGE PIPING. | FGBP-12.00-000114-002 | SB1RE3 | 1 | EA | 412
PETE | 3202273 | 10.509.760 | PIPE, 14" STD, CARBON STEEL, SEAMLESS, SA-106 GRADE B, ANSI B36.10, 20 FT. RANDOM LENGTH. | 203RWPGFA0 | FLYASH PIPING |  | SB1 RACK F | 20 | FT | 990.6
PETE | 5003622 | 10.509.766 | PIPE, FIBERGLASS FILAMENT WOUND 6" ABCO P150 | 203RMPGTOA | "A" MODULE TRAPOUT TRAY PIPING AND VALVES. |  | SB1 RACK | 20 | FT | 306
PETE | 5713408 | 10.509.767 | PIPE, STEEL SPOOL, 12" ID X 10'-3-7/8" LONG, ABRESIST LINED, W/ 17-1/2" B.C. FIXED FLANGE ON ONE END & 17" B.C. FIXED FLANGE ON OTHER END, DIETRICH DWG. #AB-0098-B2, ITEM #8, FOR PETE #3 & #4 BOTTOM ASH PIPING SYSTEM. | 204AHPGD00 | BOTTOM ASH DISCHARGE PIPING. |  | SB1 RACK | 1 | EA | 1536
PETE | 5706511 | 10.509.768 | PIPE, TENSIONER, 32", STAINLESS STEEL, FOR PETE BY-PRODUCTS 30" CONVEYOR BELTS. | 204RW00000 | UNIT 4 SCRUBBER WASTE SYSTEM (CSI) |  | SB3B2A5 | 4 | EA | 689.56
PETE | 5711207 | 10.509.769 | INLET, PIPING, 45 DEG., FOR 8" INLET ASSY., (DWG.#SK-1602-78), USED ON PETE #3 & #4 BOTTOM ASH SYSTEMS, PER UC PO 54674-4. | 203AHTKP00 | UNIT 3 PYRITE HOLDING TANK. NORTH OF 3-6 PULV. | 8B3-6 | SB1QE10 | 1 | EA | 495
PETE | 5701852 | 10.509.771 | PIPE, ASH, 4" X 18 FT. LONG, FOR PETE BOTTOM ASH SYSTEMS, A-S-H CONTRACT #CA2345. | 203AHTKP01 | 3-1 PYRITE HOPPER AND CATEGORY'S OF THE HOPPER | XF4P216 | SB1 RACK | 36 | FT | 5392.42
PETE | 5706020 | 10.509.772 | PIPE, 1", GREEN THREAD BXS EPOXY 20 FT NOM LGTH, USED ON PETE 3&4 SILO UNOADERS. | 203AHFU031 | 3-1 ROTARY DUSTLESS UNLOADER | SM021010-062-0 | SB1 RACK E | 40 | FT | 608
PETE | 5721543 | 10.509.774 | PIPE, DURITE, 10" DIA. X 7" LONG, FOR PETE #4 MAIN TOP ASH DISCHARGE PIPING. | 204AHVYG11 | AG-11 PRECIP TOP ASH FROM 4-2 SIDE PRECIPS | 170285-70 | SB1RE2 | 2 | EA | 670
PETE | 5711513 | 10.509.777 | PIPE, DURITE, 12" X 35-3/4", W/ BEVELED CONNECTION, FOR PETE #3 BOTTOM ASH SYSTEM & PETE #4 CSI FLYASH SILO. | 203AH00000 | UNIT 3 ASH HANDLING SYSTEM | 170284-360 | SB1QF2 | 1 | EA | 1186
PETE | 5711306 | 10.509.797 | PLATE, WEARBACK, FOR 6" 90 DEG. ELBOW (SK-1710-116), USED ON PETE #3 ASH SYSTEM, PER UC PO 54674-4. | 203AHFAS0E | ECONOMIZER AIR ASH SEPERATOR |  | SB1RB4 | 1 | EA | 291
PETE | 5009893 | 10.509.800 | PLATE, JOINT RING COVER, FOR PETE #1 & #2 SCRUBBER DISPOSAL FEED PUMPS, WARMAN PUMPS MODELS 043DAHRRAJ 5310 & 4/3DAHAAAJ 5310. | 203RPSP03A | 3-A MAKE-UP SLURRY PUMP P5-3A (EAST PUMP) (PUMP CONNECTED TO SLURRY STORAGE TANK) | D3013D21 | SB3N2C1 | 2 | EA | 3513.6
PETE | 5706774 | 10.509.802 | PLATE, KEEPER, FOR PETE #4 DEWATERING FILTER FEED PUMPS, WARMAN PUMPS MODEL 4/3CAH. | 203RPSP03A | 3-A MAKE-UP SLURRY PUMP P5-3A (EAST PUMP) (PUMP CONNECTED TO SLURRY STORAGE TANK) | D3081E62 | 2FA6F44 | 4 | EA | 93.28
PETE | 6626167 | 10.509.803 | PLATE, LOCK, INNER SHIELD DOWEL, CE/TE, FOR PETE #3 G.E. TURBINE GENERATOR, S/N 170 X 583. | 203FWBFT02 | 3-2 BOILER FEED PUMP TURBINE INCLUDES FEED PUMP TURBINE TURNING GEAR MOTOR AND ALL ASSOC. EQUIPMENT. | 3666789P0008 | 2FA12E39 | 162 | EA | 490.86
PETE | 6626168 | 10.509.807 | PLATE, LOCK, INNER SHIELD DOWEL, FOR PETE #3 G.E. TURBINE, S/N 170 X 583. |  |  | 02671505P0008 | 2FA12E38 | 4 | EA | 706.32
PETE | 5706701 | 10.509.810 | PLATE, TOP COVER, STEEL, FOR PRIMARY HYDROCLONES, USED ON PETE #4 DEWATERING MILL SLURRY, KREBS CYCLONE MODEL GMAX6-3193, S/N G115252I THRU G115262I. | 203RPMSH00 | MILL SLURRY HYDROCLONES | G6-31A-ST | SB1GE3 | 3 | EA | 1016.38
PETE | 5305378 | 10.509.813 | SPRAY PLATE, TYPE J, PETE 3 & 4 EVERKOOL OIL GUN, BOILER IGNITION SYSTEM. (MIN ORDER 4) | 203BFOS000 | UNIT 3 BOILER IGNITION SYSTEM | 1G-6045-J-30 | 2FA11E19 | 1 | EA | 198
PETE | 5513368 | 10.509.815 | PLATE, THRUST, {THRUST END}, ITEM #33, C-E DWG. D-74-234-1, FOR EWS #7 & PETE #2 ABB C-E SVCS. MODELS 803RS & 823RPS COAL PULVERIZERS, S/N'S 69804-69808, 66810-66814. | 202BFCM001 | 2-1 PULVERIZER *** CONFINED SPACE ENTRY *** *** FOR PYRITE SECTION ONLY | 80-176 | 1FA12F8 | 16 | EA | 5481.92
PETE | 5003286 | 10.509.822 | PLATE, ITEM 52-6, SEAL, ALLOY 20, FOR GARDNER-DENVER, MODEL SRL-C, TYPE 18X16X35 FRAME 6 S/N 01-166483 | 203RMRCPA1 | RECYCLE PUMP P1-3-A1 | 503912 | 2FA14H7 | 5 | EA | 5763.8
PETE | 5003976 | 10.509.825 | PLUG, 16C-24-1, FOR YUBA HEAT TRANSFER CO, MODEL HPG001, UNIT/AREA 3 SCRUBBER, MANUFACTURER PART NO = HPG-001 |  |  | HPG-001 | 2FA15F33 | 28 | EA | 185.36
PETE | 5706370 | 10.509.838 | PLUG, PART NUMBER 6012-EP1, FOR PETE #4 CSI SUMP LEVEL PROBES, B/W SHOP ORDER #57869, B/W MODEL #E3 & #E5. |  |  |  | 2FA21E42 | 4 | EA | 60.92
PETE | 5513019 | 10.509.843 | NUT, LOCK, LOWER, FOR VERTICAL SHAFT USED ON WORM GEAR HUB, PETE 4 PULVERIZERS. | 204BFCM001 | 4-1 PULVERIZER *** CONFINED SPACE ENTRY *** *** FOR PYRITE SECTION ONLY - SEE NOTES PAGE 6 *** | 101-205-A | SB1ND3 | 1 | EA | 2085
PETE | 6716016 | 10.509.881 | O-RING KIT, FOR YARWAY ARC VALVE 9200 SERIES, ITEM #11, USED ON PETE 4 ASH SLUICE PUMP RECIRC VALVES. | 204AHSWVR1 | 4-1 ASH SLUICE PUMP RECIRC VALVE/CHECK. | 10056568 | 2FA4A8 | 0 | LT | 0
PETE | 5003149 | 10.509.903 | O-RING, PT #9140000-010 BUNA-N FOR SCRUBBER WASTE SLURRY (P3-3A,B) & WASTESLURRY BOOSTER (P8-3A, B) PUMPS ON THE S02 REMOVAL SYSTEM PETE 3 WORTHINGTON 8-R-193 SLURRY PUMPS SER #B0753158. | 203RDWSP3A | WASTE SLURRY PUMP P3-3-A INCLUDES PUMP, MOTOR AND CONTROLS | 9140000-010 | 2FA14F2 | 3 | EA | 9.3
PETE | 6621020 | 10.509.910 | O-RING, TUBE FITTING, 2", FOR GOVERNOR EHC ON G.E.COMPANY, S/N 170X350 TURBINE, AREA PETE 2, MANUFACTURER PART NO = U462X000P0132. | 204BFIGL01 | LEVEL 1/2 IGNITORS INCLUDES A,B,C AND D CORNERS |  | 2FA2F50 | 12 | EA | 34.68
PETE | 4901180 | 10.509.914 | O-RING, 2" OD, FOR MILL FIRE DETECTION SYSTEM. | 203BFCMCOM | UNIT 3 PULVERIZER FIRE PROTECTION CO MONITOR SYSTEM FOR UNIT #3 NEW SYSTEM ADDED SPRING OUTAGE 2006 | 260603001101 | 1FA11E9 | 6 | EA | 16.5
PETE | 4901179 | 10.509.915 | O-RING, 3" OD, FOR MILL FIRE DETECTION SYSTEM. | 203BFCMCOM | UNIT 3 PULVERIZER FIRE PROTECTION CO MONITOR SYSTEM FOR UNIT #3 NEW SYSTEM ADDED SPRING OUTAGE 2006 | 260603001001 | 1FA11E9 | 11 | EA | 46.2
PETE | 5701509 | 10.509.920 | O-RING, AIR CYLINDER, FOR 2-1/2" X 6" AIR CYLINDERS (2-4401-56), USED ON EWS #7 & PETE #3 & #4 PRECIPITATOR FLYASH DIFFUSER FEEDERS, PER UC DWG. #510-54411-4E. | 203AHBD001 | 3-1 DEWATERING BIN, GATES AND SCREENS | 40636-67 | 1FA3E16 | 49 | EA | 107.31
PETE | 5003131 | 10.509.923 | O-RING, PT #9140000-007 BUNA-N. FOR WORTHINGTON 4-R-122 SLURRY PUMPS S/N #B07531586. | 203RDUFP3A | P7-3A UNDERFLOW PUMP INCLUDES PUMP, MOTOR AND CONTROLS | 9140000-007 | 2FA14E4 | 5 | EA | 24.25
PETE | 6716021 | 10.509.925 | BYPASS BUSHNG UPPER O-RING, YARWAY 9200 SERIES, ITEM 15, PETE 4 BOTTOM ASH RECIRC VALVE. | 204AHSWVR1 | 4-1 ASH SLUICE PUMP RECIRC VALVE/CHECK. | 10056470 | 2FA4A13 | 3 | EA | 42.48
PETE | 6716023 | 10.509.932 | FLOW CONDITIONER O-RING, YARWAY 9200 SERIES, ITEM 18, USED ON PETE 4 BOTTOM ASH RECIRC VALVE. | 204AHSWVR1 | 4-1 ASH SLUICE PUMP RECIRC VALVE/CHECK. | 10056469 | 2FA4D12 | 2 | EA | 66.26
PETE | 5701712 | 10.509.933 | O-RING, GLAND, ITEM #4, MARK #10404-0316, FOR VERTICAL GATE CYLINDER, USED ON PETE #1 & #2 ASH HOPPERS. | 201AHBHH0A | UNIT 1 (A) BOTTOM ASH HOPPER ***CONFINED SPACE ENTRY*** ***SEE NOTES*** | 100524 | 1FA7E7 | 11 | EA | 187.11
PETE | 5005721 | 10.509.934 | O-RING, IMPELLER, FOR PETE #4 CSI THICKNER SUMP PUMP, WARMAN PUMPS MODEL 40PV-SPR. | 204RBSU041 | P404-1 FGD AREA DRAINAGE SUMP PUMP, LOCATED BETWEEN 4-2 ID FAN AND "C" QUENCHER SUMP | PV064S10 | 2FA16E37 | 2 | EA | 21.46
PETE | 5706751 | 10.509.938 | O-RING, LABYRINTH, "WET END", FOR PETE #4 DEWATERING PRIMARY HYDROCLONE & RECLAIM WATER PUMPS, WARMAN PUMPS MODEL 6/4EEAH. | 204RDDFP01 | P-406-1 DISPOSAL FEED PUMP, MOTOR & MOTOR SPACE HEATER | 35T95N240 | 2FA6E49 | 2 | EA | 10.04
PETE | 5207519 | 10.509.941 | PROCESSOR, CONTROLLOGIX PLX, 8 MB MEMORY CONTROLLER, LOGIX 5563 PROCESSOR MODULE, FOR USE ON AB CONTROLLOGIX CHASSIS FOR UNIT 4 COOLING TOWER. |  |  | 1756-L63 | 4FA5E9 | 1 | EA | 9685.23
PETE | 5704989 | 10.509.955 | PULLEY, 24" X 60", CROWNED FACE MINE DUTY, 3/4" SMOOTH LAGGING, XT 50 4-7/16 BUSHINGS, 4-7/16" X 76" SHAFTING, W/ 2 KEYWAYS & JOURNALED TO 3-15/16" OUTSIDE BUSHINGS, W/ 3-15/16" 4-BOLT P-B BEARINGS (SAF22522), FOR PETE 3B COAL CONVEYOR. | 266CB03BCB | 3B COAL CONVEYOR BELT *** SEE EQUIPMENT NOTES PAGE #6 *** * CUTTING & WELDING PERMIT REQUIRED * |  | SB1SE7 | 2 | EA | 6319.18
PETE | 5704705 | 10.509.956 | PULLEY, CONVEYOR, 10" OD X 57" LONG, FLAT FACED, SUPER DUTY DRUM, W/ NO LAGGING & XT 25 1-15/16" BUSHINGS, FOR PETE 3A COAL CONVEYOR. | 266CA03ACB | 3A COAL CONVEYOR BELT *** SEE EQUIPMENT NOTES PAGE #6 *** * CUTTING & WELDING PERMIT REQUIRED * BEFORE ARC WELDING WITHIN 100 FEET OF DETECTOR. |  | SB1SD5 | 1 | EA | 836.94
PETE | 5706300 | 10.509.957 | PULLEY, DRIVE S/A 16" DIA X 267" FACE WITH 1/2" VULCANIZED RUBBER GROOVED-CROWNED BORE 2 15/16" WITH SHAFT 2 15/16" X 50 1/4" L. KEY STD. AE1 DWG. #C-11756-H FOR IUCS CONVEYOR CO. 102A & B, UNIT 3 & 4. 3 & 4. | 203RWCB01B | CO-1B FILTER DISCH CONVEYOR. |  | SB1SE3 | 1 | EA | 550
PETE | 5706304 | 10.509.958 | PULLEY, DRIVE, 18" DIA. X 32" CROWNED FACE STANDARD DUTY DRUM, W/ 1/2" HERRINGBONE LAGGING & XT35, 2-15/16 BUSHINGS W/ 57-1/4" OF 2-15/16" SHAFTING W/ 3 KEYWAYS, FOR PETE IUCS/CSI CO-5A CONVEYOR. | 204RWCB05A | CO-5A PRODUCT TRANS CONVEYOR. |  | SB1SE4 | 1 | EA | 2955.83
PETE | 5705155 | 10.509.960 | PULLEY, SNUB SHAFT ASSEMBLY, 18" DIA X 42" S.F. WITH 1/2" PLAIN VULCANIZEDLAGGING DODGE ENGINEERED #818474-4-84-K-35 HUB, 3 7/16" BORE FOR LIMESTONECONVEYOR | 204RPCVB14 | #14 LIMESTONE CONVEYOR BELT, ROLLERS |  | SB1SE7 | 1 | EA | 740.82
PETE | 5705154 | 10.509.961 | PULLEY, TAIL SHAFT ASSEMBLY, 20" DIA X 42" S.F. DODGE ENGINEERED #818474-7-84-K-45 HUB, 4 7/16" BORE FOR LIMESTONE CONVEYOR 14, UNIT 4. | 204RPCVB14 | #14 LIMESTONE CONVEYOR BELT, ROLLERS |  | SB1SE7 | 1 | EA | 777.82
PETE | 5706303 | 10.509.962 | PULLEY, TAKE-UP, 14" DIA. X 26" CROWN FACE, CEMA DUTY, W/ 3/8" CHEVRON LAGGING & XT30 2-7/16" BUSHINGS, W/ C-R 1045 TGP SHAFTING 2-7/16" X 37-1/8", W/ 2 KEYS, FOR PETE #4 IUCS/CSI MIXER FEED CONVEYORS. | 203RWCB01B | CO-1B FILTER DISCH CONVEYOR. |  | SB1SE3 | 1 | EA | 1050.6
PETE | 5714247 | 10.509.967 | PULLEY, DRUM, ASSY., 20" X 51" FF M-D, W/ 3/4" PLAIN LAGGING, 4-7/16" XT50 BUSHINGS W/ SKF SAF22522 BEARINGS @ 63" BC, W/ 70" 4-7/16" SHAFTING JOURNALED 8-1/4" EACH END TO 3-15/16", TAP EACH END 3/4"-10 X 2", FOR PETE 9A T-U & 8B SNUB. | 266CA09ACB | 9A COAL CONVEYOR BELT *** SEE EQUIPMENT NOTES PAGE #6 *** * CUTTING & WELDING PERMIT REQUIRED * | DM20-2051FFXT5034S(BT-494) | SB1SD6 | 1 | EA | 5573.67
PETE | 5704991 | 10.509.968 | PULLEY, DRUM, 18" X 54", STRAIGHT FACE, SUPER DUTY, W/ 3/4" SMOOTH LAGGING & XT 45, 3-15/16" BUSHINGS, "LESS SHAFT". | 266CB08BCB | 8B COAL CONVEYOR BELT *** SEE EQUIPMENT NOTES PAGE #6 *** * CUTTING & WELDING PERMIT REQUIRED * BEFORE ARC WELDING WITHIN 100 FEED OF DETECTOR. 8 B CONVEYOR TAKE UP WEIGHT IS 9,000# | I54ZZ19011 | SB1SB6 | 1 | EA | 2115.28
PETE | 5706099 | 10.509.969 | TAKEUP, TAIL PULLEY, 30 X 12" LIGHT DUTY, W/ SS THREADED ROD & EPOXY PAINTED FRAME, FOR PETE #3 & #4 IUCS/CSI MIXER FEED & FILTER DISCHARGE CONVEYORS. | 203RWCB01A | CO-1A FILTER DISCH CONVEYOR | TULD-300-12 (99-0001) | SB3C1B6 | 2 | EA | 1985.1
PETE | 5008412 | 10.509.992 | PUMP, BARREL, 120 LB. DRUM, 50:1 RATIO, FOR PETE #3 & #4 SCRUBBER LIMESTONE BALL MILL LUBRICATION SYSTEM. | 203RPBM000 | M2-3 BALL MILL LINERS,SCREENS,AND INTERNALS | 9120 | SB3E2C3 | 2 | EA | 3498
PETE | 6705964 | 10.509.997 | PUMP, AUXILIARY, OIL, BARE PUMP, IMO DELAVAL, TYPE: A3DB-118, S/N QS18513-1, USED ON PETE 2-2 BFP AUXILIARY OIL PUMP. | 202FWBFP02 | 2-2 BOILER FEED PUMP (MOTOR DRIVEN) | 3202/112 | 4FA5F28 | 1 | EA | 8231
PETE | 6501164 | 10.509.999 | PUMP, IGNITION OIL IMO DELAVAL, MODEL B6DB-137, UNIT PETE 4 MANUFACTURER PART NO = 3203/343 SER NO = 524813-2 | 204BFIPP01 | 4-1 IGNITION OIL PUMP | 3203/343 | 4FA55B6 | 2 | EA | 14522
PETE | 5305018 | 10.510.002 | PUMP, OIL, WARM-UP, 2.0 GRM, WORTHINGTON, CAST IRON HOUSING, GEAR PUMP W/MECHANICAL SEALS ON PETE 3 WARM-UP OIL SYSTEM. | 203BFWPP01 | 3-1 WARM-UP OIL PUMP | W99NS000227169 | SB1ID3 | 1 | EA | 4109.41
PETE | 5009025 | 10.510.010 | THROATBUSH, PUMP, FOR PETE #1 & #2 SCRUBBER MILL SLURRY & PROCESS WATER PUMPS & PETE #3 & #4 IUCS/CSI THICKENER UNDERFLOW PUMPS & DEWATERING SECONDARY HYDROCLONE & RECLAIM WATER PUMPS, WARMAN PUMPS MODEL 6/4 EAH. | 203RPMSP3A | 3-A SLURRY TRANSFER PUMP P4-3A (WEST PUMP, CONNECTED TO UNIT 3 MILL SLURRY TANK) | E4083A49 >28% CHROME | SB1CB10 | 1 | EA | 3927.94
PETE | 5706622 | 10.510.015 | PUMP, CAKE WASH, BARE (LESS MOTOR & BASEPLATE), GOULD MODEL 3196 STi, SIZE- 1.5 X 3-8, 3540 RPM, FOR PETE #4 DEWATERING BELT FILTER, EIMCO MODEL 3M65 EXTRACTOR, S/N CSP0000326-01/02. | 272FCP4400 | FCP 44-04 GYPSUM DEWATERING UNIT #4 FILTER CAKE WASH PUMP | 3196 STi 1.5 X 3-8 | SB1MB10 | 1 | EA | 9554.31
PETE | 5008020 | 10.510.017 | PUMP, UNDERFLOW, 064DAH SERIES A "AH" METAL LINED WITH FLOWSERVE MECHANICAL SEAL W/SYNTHETIC LUBE DEVICE SYSTEM & ASSOCIATED SEAL MODIFIED PARTS FOR PETE 4 THICKENER. | 204RDUFP01 | P411-1 THICKNER SLUDGE TRANS PP (UNDERFLOW) (EAST PUMP) | DUPLICATE MDS42437M | SB1KE4 | 1 | EA | 36717.48
PETE | 5003318 | 10.510.019 | PUSHER, PUSH ROD PACKING, FOR ANDCO INC., MODEL 20A/B, USED PETE 3 MANUFACTURER PART NO = PP-2, S/N FD-20A/B | 203RFBFDO1 | FD-20A, 3-1 BOOSTER FAN OUTLET DAMPER INCLUDES DRIVE UNIT, DAMPER, CHAIN AND CONTROLS *** CONFINED SPACE ENTRY *** *** SEE NOTES PAGE 6 *** | PP-2 | 2FA14B14 | 2 | EA | 87
PETE | 5301056 | 10.510.022 | RACK, FOR WALL BLOWER COPES-VULCAN, MODEL RW-5E, UNIT W/CAM MANUFACTURER PART NO = 142040 | 203BSSBA01 | A-1 "A" ROW WALL SOOTBLOWER | 142040 | 1FA3A3 | 4 | EA | 241.04
PETE | 5603938 | 10.510.051 | PACKING, RING FOR FISHER CONTROL VALVE IN UNIT 4 MFG PART # 17A9871X012 |  |  | 17A9871X012 | 2FA25H2 | 2 | EA | 9.46
PETE | 5009628 | 10.510.055 | PACKING, VALVE, 4" COSMIX STEM PACKING KIT, FOR FUJIKIN LEVEL CONTROL BALL VALVE, USED ON PETE #1 & #2 SCRUBBER. | 204MUWV344 | RECLAIM WATER MAKE UP VALVE AT DISPOSAL TANK, VALVE LCV-344 UPGRADE# 44-RWS-DCV-224 | M-7-8-14-15 | 2FA15F7 | 2 | ST | 576.59
PETE | 5721165 | 10.510.057 | PACKING, 8" VALVE, USED ON PETE 3 ASH HOPPER JET PULSION PUMP DISCHARGE. | 203AHPGD00 | WET ASH DISCHARGE PIPING TO ASH POND AND DEWATERING BINS. | 8107 MEP | 4FA5F15 | 2 | EA | 146
PETE | 5706546 | 10.510.061 | PACKING, FILTER DRUM, FOR PETE #4 CSI VACUUM FILTERS, FL-101 & FL-102, DORR-OLIVER S/N CSP0000252-1. | 204RWVFFL1 | FL 101 VACUUM FILTER MCC 101 ROTARY VACUUM FILTER FL-101 ***CONFINED SPACE ENTRY***SEE NOTES PAGE 6*** | 852681AP-SLC1 | 2FA1E46 | 9 | FT | 62.1
PETE | 5606016 | 10.510.079 | PADDLE, PYRITE HOPPER, H-370 | 204AHTKP01 | 4-1 PYRITE HOPPER AND CATEGORY'S OF THE HOPPER | LAR 110310 | 2FA24G28 | 1 | EA | 50
PETE | 5706116 | 10.510.080 | PADDLE, RIGHT-HAND, W/ BOLTS, FOR PETE #3 & #4 IUCS PUGMILL MIXERS, 24" X 13'-6", EAGLE IRON WORKS MODEL BM-D28458, S/N 10149. (PACKAGE 46 PADDLES/BOLTS IN 1 CRATE) | 203RWPM000 | PUG MILL | TV-1246-RH | SB3L2C3 | 92 | EA | 32542.4
PETE | 5706430 | 10.510.084 | PANEL, FRONT, COMPLETE ASSEMBLY W/CABLES FOR MODEL 950 WEIGH FEEDER (FD-102) MERRICK 950-DSC-17594 PETE #4 FGD WASTE STABILIZATION PLANT MERRICK P/N 19255. | 203RWBSWFS | WS-1B BELT SCALE(CO-1B) INCLUDES ELECTRONICS, WEIGHBRIDGE AND CONTROLS | 19255 | 2FA21H14 | 1 | EA | 1440.28
PETE | 5711857 | 10.510.085 | PANEL, CONTROL, NEMA4, 120V, 20:5 RATIO, FOR 33" X 30" CRUSHER GEARMOTOR ASSY., USED ON PETE #2, #3 & #4 BOTTOM ASH SYSTEMS. | 203AHBGG0A | UNIT 3 (A) BOTTOM ASH HOPPER GRINDER | 2107-126-1-1-3 | 4FA71A2 | 2 | EA | 7312
PETE | 5013449 | 10.510.091 | PCB ASSEMBLY, LCD - GENETIX, USED ON MERRICK WEIGH FEEDER, MODEL 450-36-G, S/N 30491, PETE 4 LIMESTONE PREP BLDG. | 204LSW4405 | LIMESTONE WEIGH FEEDER FOR BALLMILL 44-05 | A46753-1 | 1FA11B10 | 1 | EA | 2133
PETE | 5706348 | 10.510.093 | PEDESTAL, TROUGH END W/BEARING, (ITEM #7, DWG. # 211449), FOR PETE #4 CSI SCREW CONVEYORS CO-103 & CO-107, ORDER #C3-536. | 204RWCB103 | CO-103 FLYASH SCREW CONV & BEARINGS MCC 101 FLYASH SCREW CONV CO-103 | M435151 | SB1BB7 | 3 | EA | 2796
PETE | 5721081 | 10.510.118 | PIN, COTTER, PT #404097-2, 1/8" DIA X 1" SS. FOR GATE POSITION INDICATOR -24" SLUICE GATE UCC ASH SYS., UNIT 4. |  |  | 404097-2 | 2FA25H11 | 19 | EA | 28.5
PETE | 5721669 | 10.510.124 | PIN, HINGE, .88 DIA X 5.5" LG, 1018CS, DOOR, ACCESS, 12" X 18" DIA DOOR, USED ON PETE 1,2,3,4 BOTTOM ASH HOPPER. | 203AHBHH0A | UNIT 3 (A) BOTTOM ASH HOPPER ***CONFINED SPACE ENTRY*** ***SEE NOTES PAGE 6*** | 4856 | 1FA3E36 | 3 | EA | 96
PETE | 5305496 | 10.510.125 | PIN, LINK, #4, .62" X 1.50", FOR PETE #2, #3 & #4 ABB C-E SVCS. BOILER AIR TIPS. | 203BFCBA00 | A CORNER BURNERS, TILTS, LINKAGE, AND DRIVE UNIT | 902-3144-4 | 1FA6F46 | 31 | EA | 225.99
PETE | 5304880 | 10.510.126 | PIN, COAL NOZZLE PIVOT, ROUND HEAD (GRIND TO FIT COMPARTMENT) FOR COAL TIPS, USED ON PETE #3 ABB C-E SVCS. BOILER IGNITION SYSTEMS. | 203BFCBA00 | A CORNER BURNERS, TILTS, LINKAGE, AND DRIVE UNIT | 964-150 | 1FA6E53 | 18 | EA | 836.75
PETE | 5305953 | 10.510.127 | PIN, PIVOT, #11, COAL NOZZLE, FOR PETE #4 LOW NOX BOILER FUEL CONTROLS, DWG #05474-1E9254. | 204BFCBA00 | A CORNER BURNERS, TILTS, LINKAGE, AND DRIVE UNIT | 902-1298-11 | 1FA6F50 | 8 | EA | 330.64
PETE | 5304825 | 10.510.128 | PIN, PIVOT, NOZZLE, AIR TIP, FOR PETE #3 & #4 ABB C-E SVCS. CONCENTRIC FIRING SYSTEM BURNER ASSEMBLY. | 203BFCBA00 | A CORNER BURNERS, TILTS, LINKAGE, AND DRIVE UNIT | ZA5-79066-AA | 1FA6E16 | 29 | EA | 1803.22
PETE | 5301611 | 10.510.133 | SHOULDER PIN, FOR REPAIRING TRAVELING CARRIAGE ON COPES-VULCAN, MODEL MK-II T-30 RETRACT SOOT BLOWER. | 203BSSBL01 | L-1 LONG RETRACT T 30 MARK 2 | 093803 | 2FA19E1 | 5 | EA | 61.1
PETE | 5301614 | 10.510.136 | TRIP PIN, ITEM 52, TO REPAIR TRAVELING CARRIAGE ON COPES-VULCAN, MODEL MK-II T-30 RETRACT SOOT BLOWER. | 203BSSBL01 | L-1 LONG RETRACT T 30 MARK 2 | 059227 | 2FA19E2 | 3 | EA | 109.44
PETE | 5003743 | 10.510.141 | RELAY, Y 125 VDC P/N 15-171-399-016, IT#203 FOR SIEMANS-ALLIS 480V SWITCHGEAR LA-600, 600A S/N S-84429A7 AND S-84429D5 UNIT #3 S02 |  |  | 15-171-399-016 | 2FA7F13 | 2 | EA | 138.98
PETE | 5513028 | 10.510.150 | RELAY, CONTROL, 240 VAC, 5 AMP, USED ON PETE 4 PULVERIZER CONTROL CABINETS. | 204BFCFC00 | UNIT 4 BOILER FUEL SYSTEM CONTROLS (COAL FEEDERS): INCLUDES ALL COAL FEEDER CONTROLS: SECOAL DEVICES NOT INCLUDED: | 8501RS14V20 | 2FA6E19 | 6 | EA | 177.06
PETE | 5012740 | 10.510.152 | RELAY, CONTROL, 4 POLE CONV. RELAY, USED IN FREEDOM 2100 MCC, PETE SBS AND PETE 2&3 BAGHOUSE MCC'S. | 203MCCFF3A | UNIT 3 BAGHOUSE, 480 VOLT MCC FF-3A, SEC.1/1200 AMP., SEC. 2/8-600 AMP., 65,000 AMP. SHORT CIRCUIT RATING. MAIN INCOMING FROM 480 VOLT SWGR. BUS FF3A, CUBICLE 4B | AR4A | 4FA2D2 | 2 | EA | 388.32
PETE | 5005450 | 10.510.156 | RELAY, GENERAL PURPOSE, 120 VAC COIL, 60 HZ, FOR CONTROL PANEL, USED ON PETE #4 SCRUBBER LUBRICATION SPRAY SYSTEM. | 204RPBMLO0 | BALL MILL LUBE SYSTEM | KRP11AN | 2FA19F25 | 1 | EA | 117.02
PETE | 5304218 | 10.510.157 | RELAY, 115 VDC, LATCH, FOR PETE #2 BURNER CONTROL SYSTEM & PETE 3A COAL CONVEYOR. |  |  | 8501XD080XDLV62 | 1FA6G16 | 1 | EA | 485.32
PETE | 5002529 | 10.510.160 | RELAY, OVERLOAD, FOR ENVIRONMENTAL ELEMENTS CO, USED 4 MANUFACTURER PART NO = WA38958 | 204ENPRCP1 | UNIT 4 PRECIPITATOR 4-1 (SOUTH) INCLUDES CONTROLS, TR SETS, VIBRATORS, RAPPERS, DOORS, LOCKS AND HIGH VOLTAGE BUSHINGS. *********CONFINED SPACE SEE NOTES PAGE 6********* | WA38958 | 2FA21B1 | 0 | EA | 0
PETE | 5404933 | 10.510.161 | RELAY, OVERLOAD, CCOLR3200, P/N 25-131-586-017 FOR PETE #4, CSI, SIEMENS ALLIS MCC'S MARQ 21, REF. #09-1467-52161. | 204RE00000 | UNIT 4 SCRUBBER ELECTRICAL SYSTEM | 25-131-586-017 | 2FA24E33 | 1 | EA | 56
PETE | 5403726 | 10.510.162 | RELAY, OVERLOAD, 115 VAC, 60 CY, SERIES A, COIL #55-1G2, FOR PETE #2 MCC AUXILIARY RELAYS. | 203AHFFA01 | A-1 PRECIP HOPPER AND NUVA FEEDER | CR120A06-002AA | 2FA7A24 | 2 | EA | 561.78
PETE | 5006946 | 10.510.165 | HEATER, OVERLOAD RELAY, TYPE B, FOR PETE MOTOR CONTROL CENTERS. | 204RBA0000 | UNIT 4 SCRUBBER HEATERS, A/C, VENT FANS SYSTEMS | BA13J | 2FA23C8 | 4 | EA | 526.16
PETE | 5002533 | 10.510.170 | RELAY, AUTO / MANUAL SAFETY SWITCH, FOR PETE #4 ELECTROSTATIC PRECIPITATORS, ENVIRONMENTAL ELEMENTS CO. MODEL. | 204ENPRCP1 | UNIT 4 PRECIPITATOR 4-1 (SOUTH) INCLUDES CONTROLS, TR SETS, VIBRATORS, RAPPERS, DOORS, LOCKS AND HIGH VOLTAGE BUSHINGS. *********CONFINED SPACE SEE NOTES PAGE 6********* | WA75093 | 2FA21C4 | 1 | EA | 681.6
PETE | 5413325 | 10.510.171 | RELAY, UNDERVOLTAGE, 211R4175 - TYPE 27D (REPLACES 211B4175), SOLID STATE,SINGLE PHASE, DEFINITE TIME, 60-110 V TAP FOR PETE #4 - 4160 VOLT SWITCHGEAR. |  |  | 211R4175 | 4FA1A7 | 1 | EA | 605.3
PETE | 5606537 | 10.510.175 | RELAY, TIME DELAY, 3-120 SEC DELAY, 120VDC OPERATING VOLTAGE AGASTAT TYPE 7022PD |  |  | 7022PD | 2FA23A11 | 1 | EA | 500.33
PETE | 5216635 | 10.510.182 | RELAY, DPDT, 120VAC, POTTER BRUMFIELD CAT. #KAP11AG-120 FOR MODEL ARP 10-60-917, S/N 505462/463 DIAUTOMATIC FILTER SYS ON UNIT 4 CONDENSATE POLISHING SYS. | 204AHCNIB0 | UNIT 4 ASH BOTTOM INSTRUMENTS AND DEVICES INCLUDES ALL BOTTOM ASH SYSTEM MEASURING, INDICATING, RECORDING OR CONTROLLING INSTRUMENTS. | KAP11AG-120 | 2FA23E6 | 3 | EA | 64.95
PETE | 5601717 | 10.510.187 | RELAY, 4-POLE AC, PART OF FURNACE SAFEGUARD SUPERVISORY SYS. C.E. CONTR. #173, PETE 3, CUTLER HAMMER PT #D26MR40A. |  |  | D26MR40A | 2FA15A2 | 1 | EA | 169
PETE | 5012476 | 10.510.188 | ALARM RELAY, DPDT, 120 VAC, 10AAC, USED ON UNIT 4, 2014, E.S.P. UPGRADE. RAPPER CONTROLLER PARTS. |  |  | H11870 | 2FA21F44 | 2 | EA | 50
PETE | 5008325 | 10.510.195 | RELAY, MONITOR, SPDT BLADE, 24VDC, 10A, DIN RAIL MOUNT, FOR PETE #3 & #4 & HTP CEMS. |  |  | 14430 | 2FA7F22 | 6 | EA | 58.62
PETE | 5706372 | 10.510.196 | RELAY, PLUG-IN, SEQUENCE AF, P/N 50-A1, 120 VOLT AC, FOR PETE #4 CSI, CONTROL ANNUNCIATOR US RILEY MODEL 50. |  |  | 50-A1 | 2FA21H35 | 2 | EA | 223.1
PETE | 5008206 | 10.510.198 | RELAY, STARTING, QMART, FOR PETE ELECTRICAL CONTROL COMPONENTS. | 203RBBHIU0 | IUCS BUILDING HEATERS | 5018-0004-008 | 2FA21E41 | 0 | EA | 0
PETE | 6626303 | 10.510.207 | RESISTOR, PT #B25D270DA-TH, FOR PETE #3 ALTERREX ASSOCIATED WITH TURBINE S/N 170X583. |  |  | B25D270DA-TH | 2FA3E14 | 1 | EA | 54.77
PETE | 5002524 | 10.510.218 | RESISTOR, 500MA T/R, FOR PRECIPITATOR ENVIRONMENTAL ELEMENTS CO, UNIT 4 MANUFACTURER PART NO = PB0414E | 204ENPRCP1 | UNIT 4 PRECIPITATOR 4-1 (SOUTH) INCLUDES CONTROLS, TR SETS, VIBRATORS, RAPPERS, DOORS, LOCKS AND HIGH VOLTAGE BUSHINGS. *********CONFINED SPACE SEE NOTES PAGE 6********* | PB0414E | 2FA21E2 | 2 | EA | 21.5
PETE | 6626264 | 10.510.233 | RESISTOR, 3300 OHMS, 11W, ITEM #B33, CAT. #44A317711-F33, FOR PETE #4 ALTERREX REGULATOR CUBICLE ASSOCIATED WITH TURBINE S/N 170X755. |  |  | 44A317711-F33 | 2FA3F10 | 2 | EA | 34.46
PETE | 6626453 | 10.510.235 | RESISTOR, EXCITER, ALTERREX, 30 OHM, 40W, 5%, NI, FOR PETE #2, #3 & #4 G.E. TURBINE GENERATORS, S/N 170 X 350 / 583 / 755. |  |  | 323A2354P14 | 2FA12F43 | 1 | EA | 50
PETE | 6626308 | 10.510.238 | RESISTOR, PT #IC9033B4F1, FOR PETE #3 ALTERREX ASSOCIATED WITH TURBINE S/N170X583. |  |  | IC9033B4F1 | 2FA25G55 | 2 | EA | 104.66
PETE | 5002759 | 10.510.239 | RESISTOR,2500 OHM WW, FOR PRECIPITATOR CONTROL CAB RESEARCH COTTRELL INC, UNIT 3 MANUFACTURER PART NO = 49356-L2 | 203ENPRCP1 | UNIT 3 PRECIPITATOR 3-1 (SOUTH) INCLUDES CONTROLS, TR SETS, VIBRATORS, RAPPERS, DOORS, LOCKS AND HIGH VOLTAGE BUSHINGS. ***** CONFINED SPACE/SAFETY SEE NOTES PAGE 6 ***** | 49356-L2 | 2FA6F4 | 6 | EA | 49.98
PETE | 5304797 | 10.510.267 | PLUNGER, ASSEMBLY, FOR PETE #3 & #4 ABB C-E SVCS. BOILER COAL NOZZLES, TILTS & LINKAGE. | 203BFCBA00 | A CORNER BURNERS, TILTS, LINKAGE, AND DRIVE UNIT | 965-176-AA | 1FA6E52 | 2 | EA | 360.3
PETE | 5304293 | 10.510.270 | PLUNGER, SER CJ1-37, SOLENOID VALVE FOR OIL GUN ABB COMBUSTION ENG SVCS, UNIT 2 MANUFACTURER PART NO = 69687 | 203BFWGL01 | WARM-UP OIL GUNS 1/2 LEVEL | 69687 | 1FA6E39 | 19 | EA | 40.66
PETE | 5706122 | 10.510.288 | PORTLIGHT COVER | 204RWDCS01 | IUCS/CSI ROTO-CLONE DUST COLLECTION SYSTEM FOR DUST COLLECTION OF CO-5A & CO-5B PUG MILL DUST COLLECTION ( NEW SYSTEM AT IUCS/CSI SEPT. 2018) | AEI-2351286-001 | 2FA5G8 | 1 | EA | 168
PETE | 6006124 | 10.510.297 | KIT, FILM POTENTIOMETER UPGRADE, FOR HONEYWELL 10260A HERCULINE ACTUATOR, USED ON PETE #3 & #4 BOILER SECONDARY AIR DAMPER DRIVES. |  |  | 51205568-507 | 1FA1J19 | 8 | EA | 2296
PETE | 5216307 | 10.510.298 | POTENTIOMETER, 22 TURN, FOR SEAL WATER SYSTEM MOORE INDUSTRIES, UNIT 3&4 MANUFACTURER PART NO = 800-104-50A |  |  | 800-104-50A | 2FA9F1 | 2 | EA | 3.2
PETE | 5608249 | 10.510.301 | POTENTIOMETER, 500 OHM, 4.4W, PART #44B332586-018, USED ON PETE #4 TURBINESUPV. INST. SYS. S/N 170X755. |  |  | 44B332586-018 | 2FA13E29 | 1 | EA | 5878.38
PETE | 4901176 | 10.510.306 | POWER SUPPLY ASSEMBLY, FOR MILL DETECTION SYSTEM. | 203BFCMCOM | UNIT 3 PULVERIZER FIRE PROTECTION CO MONITOR SYSTEM FOR UNIT #3 NEW SYSTEM ADDED SPRING OUTAGE 2006 | 807201335001 | 1FA11B2 | 1 | EA | 545
PETE | 6623699 | 10.510.314 | POWER SUPPLY, 24V AUXILIARY, SEQ. #89KB, FOR PETE #3 & #4 G.E. TURBINES S/N 170 X 583 / 755. |  |  | U6028ACXP0001 | 2FA25B27 | 1 | EA | 6608.35
PETE | 5207518 | 10.510.321 | POWER SUPPLY, CONTROLLOGIX PLC, 24 VDC, POWER SUPPLY MODULE LED VISUAL STATUS INDICATION, FOR USE ON AB CONTROLLOGIX CHASSIS FOR UNIT 4 COOLING TOWER. |  |  | 1756-PB75 | 4FA5E8 | 1 | EA | 901.73
PETE | 5012895 | 10.510.332 | LEVEL, PROBE, THE POINT LEVEL SYSTEM SENSING ELEMENT, 40" LONG, USED ON FOSTER WHEELER P.J.F.F. (BAGHOUSE) HOPPER HIGH & HIGH HIGH LEVEL PROBES. | 203AHHPR01 | UNIT3 ASH HOPPER # 1, HOPPER HEATERS &; 3FA5001V-ASH GATE 3SV-FA5001-SOV 3TE-FF-1701A & B- RTD TEMP. DETS. 3LE-FF-1501-HH ASH LEVEL ELEMENT 3LE-FF-1601-H ASH LEVEL ELEMENT 3FF1301E-VIB. 3FF1401E-VIB. SEE ASSET NOTES FOR MFG PART NUMBERS. | 700-0029-105-BD0-1016.0-774.7 | 4FA50A10 | 3 | EA | 4828.05
PETE | 6002101 | 10.510.337 | PROBE, TRANSDUCER, THRUST POSITION, 3300 XL, 11MM, FOR BENTLY NEVADA VIBRATION MONITORING SYSTEM (TSI), USED ON PETE #3 G.E. TURBINE, S/N 170 X 583. |  |  | 330702-00-30-10-02-00 | 1FA5D40 | 1 | EA | 395.68
PETE | 6002117 | 10.510.338 | PROBE, TRANSDUCER, DIFFERENTIAL EXPANSION, 3300 XL, 25MM, FOR BENTLY NEVADA VIBRATION MONITORING SYSTEM (TSI), USED ON PETE #4 G.E. TURBINE, S/N 170 X 755. (DEDX-A, DEDX-B) |  |  | 330851-04-00-30-10-00-00 | 1FA5A45 | 1 | EA | 1048
PETE | 6002126 | 10.510.339 | PROBE, TRANSDUCER, BEARING VIBRATION, KEYPHASOR, 3300, 8MM, FOR BENTLY NEVADA VIBRATION MONITORING SYSTEM (TSI), USED ON PETE #3 & #4 G.E. TURBINES, 170 X 583 / 755. |  |  | 330101-00-30-10-12-05 | 1FA5D44 | 3 | EA | 880.11
PETE | 5006068 | 10.510.340 | RING, RETAINER, RUBBER COVERED, FOR 24" VALVE CLARKSON COMPANY, MODEL KGA242HMZQ2V8, KNIFE GATE MANUFACTURER PART NO = 3671 | 204RDVYQ2A | A-1 QUENCHER PUMP A-1 SUCTION VALVE FV-305A | 3671 | SB1DE8 | 4 | EA | 4330.95
PETE | 5006069 | 10.510.341 | RING SET, VALVE, RETAINER, RUBBER COVERED, FOR 30" CLARKSON KNIFE GATE VALVE, USED ON PETE #4 SCRUBBER ABSORBER FEED PUMPS, MODEL KGA302HMZO3V9. (ONE SET = ONE EA. / CONSIST OF 2 PCS. #7680 & 2 PCS. #7681) | 204RDVYA1A | A-1 ABSORBER FEED PUMP DISCHARGE VALVE FV-402A | 46804 | SB1DE8 | 3 | EA | 9144.15
PETE | 4901182 | 10.510.343 | RING, RETAINING, 2" FOR MILL FIRE DETECTION SYSTEM. | 203BFCMCOM | UNIT 3 PULVERIZER FIRE PROTECTION CO MONITOR SYSTEM FOR UNIT #3 NEW SYSTEM ADDED SPRING OUTAGE 2006 | 259514001101 | 1FA11F12 | 6 | EA | 18
PETE | 5604180 | 10.510.347 | RING, SEAT, FOR FISHER TRIP VALVE, ABB COMBUSTION ENG, S/N 9303655, TYPE STV-2, UNIT4 MANUFACTURER PART NO = 25A2355X012 *****MODEL-S/N******* | 204BFVT002 | STV 2 IGN FUEL OIL TRIP VV | 25A2355X012 | 2FA25E9 | 1 | EA | 2178
PETE | 5005149 | 10.510.353 | RING, SNAP FOR MECH-REAGENT FEED TANK MIXER CHEMINEER MIXERS, MODEL 7-HTD-25,USED PETE 4 MANUFACTURER PART NO = 5012-9300-152C | 204RPRFMX1 | REAGENT FEED TANK MIXER MX-404-1 | PT# 9300-152C | 4FA3E8 | 2 | EA | 14
PETE | 5004535 | 10.510.370 | WEAR RING, PUMP, S/N 70092 & 70359, USED ON PETE #3 & #4 SCRUBBER SULFUR TRANSFER PUMPS. | 203RMPASP3 | SP-3 SULFUR PUMP | Q250114 | 2FA15B11 | 1 | EA | 763.5
PETE | 5706150 | 10.510.373 | RING, WIPER, FOR BM-D24828 REDUCER, USED ON 24" DIA. X 13'-6" LONG MIXER, #BM-D28458, S/N 10149, FOR PETE #3 & #4 SLUDGE WASTE TREATMENT, MFT. P/N D24543. | 203RWPM000 | PUG MILL | D24543 | 2FA15E40 | 1 | EA | 11.88
PETE | 5003727 | 10.510.383 | ROD, PUSH, FOR SIEMENS-ALLIS CHALMERS SWITCHGEAR, MODEL LA600, VOLTS/AMPS 48OV 600A S/N S-84429A7 & S-84429D5, UNIT 3 MANUFACTURER PART NO = 71-240-542-001 |  |  | 71-240-542-001 | 2FA7F16 | 3 | EA | 63.75
PETE | 5005413 | 10.510.394 | ROD, TRIP, FOR LIMESTONE PREP SYS LUBRICATION PUMP GRACO, MODEL 203-869E MANUFACTURER PART NO = 203-965 | 204RPBMLO0 | BALL MILL LUBE SYSTEM | 203-965 | 4FA4E3 | 1 | EA | 66.37
PETE | 5301207 | 10.510.400 | ROLLER, COMBO RETRACT WALL BLOWER W/DA HEAD COPES-VULCAN, MODEL MK-II, UNIT 3. | 203BSSBL01 | L-1 LONG RETRACT T 30 MARK 2 | 041108 | 1FA3D9 | 1 | EA | 506.45
PETE | 5706323 | 10.510.402 | ROLLER, IDLER, PIPE, A.E.I. #U-325-30 (OR EQUAL) FOR CONVEYORS #3 & #4 SCRUBBER SLUDGE DISPOSAL SYSTEM. | 204RWCB05A | CO-5A PRODUCT TRANS CONVEYOR. |  | SB3C1B6 | 3 | EA | 938.79
PETE | 5301178 | 10.510.407 | ROLLER, SIDE THRUST, FOR COMBO RETRACT/WALL BLWR COPES-VULCAN, MODEL MK-IIT-30, UNIT 3. | 203BSSBL01 | L-1 LONG RETRACT T 30 MARK 2 | 139181 | 1FA3E7 | 4 | EA | 116.12
PETE | 5007211 | 10.510.410 | ROTAMETER ASSY, "COMPLETE", SIZE 10, FOR ROTAMETER, SEAL WATER, SIZE 10, MODEL #1305EL16CJ1BA, RC #190-2414, SEQ. #1 USED ON PETE #4 SO2. | 204RPBM000 | BALL MILL, LINERS, SCREENS, AND INTERNALS. *** CONFINED SPACE ENTRY *** *** SEE NOTES PAGE 6 *** | 190-2414 | 2FA19H37 | 1 | EA | 364.83
PETE | 5301792 | 10.510.422 | SCRAPER, FOR RETRACTABLE SOOT BLOWER COPES VULCAN INC, MODEL MK-II T-30, UNIT 3. | 203BSSBL01 | L-1 LONG RETRACT T 30 MARK 2 | 076032 | 2FA19B16 | 2 | EA | 630.52
PETE | 5003194 | 10.510.427 | SCREEN, UPPER, FOR PETE #3 IUCSTHICKENER SUMP PUMP, GALIGHER CO. MODEL 1.5 SRA1100X36, S/N SP76-12969, MFT. P/N 25115 / 1.5 SRB205-L-7211-F. |  |  | 25115 | 2FA14A8 | 1 | EA | 86
PETE | 5307784 | 10.510.444 | RECTIFIER, BOARD ASSEMBLY, FAN MOTOR SPEED CHANGER, FOR PETE #1 & #4 ID FANS, ESCO MFG. CO. MODEL. |  |  | 17201 | 2FA25E20 | 0 | EA | 0
PETE | 5207005 | 10.510.445 | RECTIFIER, 3 PH | 204RDDFP01 | P-406-1 DISPOSAL FEED PUMP, MOTOR & MOTOR SPACE HEATER | SKD210/16 | 2FA8E46 | 3 | EA | 256.5
PETE | 6626225 | 10.510.447 | RECTIFIER, SILICON CONTROLLED POWER, PT.#143321012 POWER & CONTROL BATTERYCHARGERS, UNIT #4. |  |  |  | 2FA3E6 | 6 | EA | 1135.26
PETE | 6626276 | 10.510.449 | SCR, ASSY, FIRING PWB, ALTERREX REGULATOR, FOR G.E. TURBINE, S/N 170X755, UNIT PETE 4 MANUFACTURER PART NO = 44B371584-G01 |  |  | 44B371584-G01 | 2FA3B28 | 1 | EA | 442.25
PETE | 5012417 | 10.510.452 | RECTIFIER, SILICON, FOR RESEARCH COTTRELL INC, USED PETE 3 MANUFACTURER PART NO = 56269-D1 |  |  | 56269-D1 | 2FA8I6 | 1 | EA | 722.75
PETE | 5004352 | 10.510.462 | REDUCER, AGITATOR, FOR FILTER DRUM, USED ON PETE #4 CSI VACUUM FILTERS, FL-101 & FL-102, DORR-OLIVER S/N CSP0000252-1. | 204RWVFFA1 | FL-101 VACUUM FILTER AGITATOR | L150290-1 |  | 0 | EA | 0
PETE | 5721030 | 10.510.465 | REDUCER, 9" X 8", PT #17704, DWG. SK-17704 FOR UCC ECONOMIZER ASH SYS., UNIT 4 |  |  | 17704 | SB1QE11 | 1 | EA | 289
PETE | 5008386 | 10.510.474 | KIT, REPAIR, FISHER 67R REGULATOR FOR CSI DAY TANK AIR SLIDE FULLER-KOVAKOCONTRACT #93-60044-108 PETE 4, P/N R67RX000012 |  |  | R67RX000012 | 1FA3C50 | 5 | EA | 71.1
PETE | 5711833 | 10.510.482 | REGULATOR, AIR PRESSURE, INLET-300 PSIG MAX, OUTLET-50 PSIG MAX, 1" PIPE, TEMP. 175 DEG. F. MAX, FOR EWS #7 TOP ASH SYSTEMS & PETE #3 POWDEX SYSTEMS. | 203RWFA000 | UNIT #3 FLYASH SILO INCLUDES SILO AND ALL ASSOCIATED EQUIPMENT BLOWERS, FEEDERS AND EQUIPMENT.. | R17-801-RGEA | 1FA3C43 | 1 | EA | 151.05
PETE | 5706371 | 10.510.489 | RELAY, P/N 5200LF10C, FOR PETE #4 CSI SUMP LEVEL PROBES, B/W SHOP ORDER #57869, B/W MODEL #E3 & #E5. |  |  | 5200LF10C | 2FA21D28 | 1 | EA | 113.71
PETE | 5606604 | 10.510.495 | RELAY, 120VAC. MIDLAND ROSS PT. #156-14T1L7 USED ON PETE #4 O2 SYSTEM FOR BOILER. |  |  |  | 2FA17F24 | 4 | EA | 173.04
PETE | 5413328 | 10.510.509 | RELAY, OVERCURRENT, 223P5340 - TYPE 51L, SOLID STATE, 3 PHASE, EXTREMELY INVERSE, 4-12 AMP RANGE FOR PETE #4 - 4160 VOLT SWITCHGEAR. |  |  |  | 4FA1B7 | 1 | EA | 934
PETE | 5617315 | 10.510.516 | RELAY, PT #FE4058 FOR COAL FEEDER SPEED CONTROLS, PETE #4. | 203BFCFFND | COAL FEEDER NUCLEAR COAL FLOW DEVICES ON 3-1 THRU 3-6 COAL FEEDERS **CAUTION: THESE DEVICES ARE NRC REGULATED****** *******OBSERVE PROPER HANDLING PROCEDURES******* |  | 2FA11E3 | 2 | EA | 69.4
PETE | 5704687 | 10.510.539 | RELAY, TYPE PM, DC, CLARK CONTROLLER CAT #4U4-3 BUL. 7304, 600 V. DC MAX., W/ 110V DC COIL, FOR PETE COAL HANDLING CONVEYOR CONTROL CABINETS. |  |  |  | 2FA1A15 | 1 | EA | 224.9
PETE | 5513044 | 10.510.556 | SEAL, OIL, FOR INPUT WORM GEAR REDUCER, USED ON PETE #3 & #4 GRAVIMETRIC COAL FEEDERS, STOCK EQUIPMENT CO. MODEL 8224A. | 203BFCF001 | 3-1 COAL FEEDER ********SEE EQUIPMENT NOTES PAGE 6 ********** ***NUCLEAR DENSITY GAGE ATTACHED TO PIPING*** | V398864.B01 | 2FA6E21 | 2 | EA | 64.54
PETE | 6716139 | 10.510.562 | SEAL OIL GARLOCK 53X2753, NATIONAL 416888 ID 4.50X OD 5.506 X .50 | 203RPBMR00 | BALL MILL GEARBOX,COUPLING,&BEARING M2-3 | C33RJ77224 | 2FA21F29 | 1 | EA | 62.74
PETE | 5004353 | 10.510.568 | SEAL, OIL, ITEM 9, FOR EURODRIVE INC, MODEL FL101/102 MIXER, SIZE/DESC PETE 4 MANUFACTURER PART NO = 0106747 | 204RWVFFA1 | FL-101 VACUUM FILTER AGITATOR | 0106747 | 4FA4E19 | 1 | EA | 10.79
PETE | 5714209 | 10.510.570 | SEAL, OIL, LIP TYPE, SHAFT DIA.- 2.125", OD- 2.879", WIDTH- .438"/ CRW1. | 203BFCF001 | 3-1 COAL FEEDER ********SEE EQUIPMENT NOTES PAGE 6 ********** ***NUCLEAR DENSITY GAGE ATTACHED TO PIPING*** | 21098 | 2FA15F25 | 5 | EA | 79.71
PETE | 5003944 | 10.510.572 | SEAL, OIL, FOR PETE #3 SCRUBBER WASTE SLURRY PUMPS. | 203RDWSP3A | WASTE SLURRY PUMP P3-3-A INCLUDES PUMP, MOTOR AND CONTROLS | C33RJ71764 | 2FA14E4 | 3 | EA | 27.21
PETE | 5301767 | 10.510.573 | SEAL, OIL, FOR TRAVERSING GEAR BOX ON WALL BLOWER COPES VULCAN INC, MODEL RW-6E, USED PETE 4 MANUFACTURER PART NO = 182474 | 204BSSBA01 | A-1 "A" ROW WALL SOOTBLOWER. | G10RJ46314 | 2FA19H4 | 5 | EA | 23.55
PETE | 5513781 | 10.510.576 | SEAL, OIL, SHAFT DIA- 2.063, OD- 3.194, WIDTH- .375/CRW1, FOR PETE #3 & #4 S-E CO. COAL FEEDERS. | 203BFCF001 | 3-1 COAL FEEDER ********SEE EQUIPMENT NOTES PAGE 6 ********** ***NUCLEAR DENSITY GAGE ATTACHED TO PIPING*** | RG50 | 2FA15E24 | 5 | EA | 43.55
PETE | 5721235 | 10.510.580 | SEAL, PACKING RING, FOR PETE #2, #3 & #4 BOTTOM ASH GRINDING SYSTEMS. | 203AHBGG0A | UNIT 3 (A) BOTTOM ASH HOPPER GRINDER | 406169-2 | 1FA7B14 | 8 | EA | 1509.64
PETE | 5009839 | 10.510.583 | SEAL, BEARING, PUMP, CRW#401500/V150A, FOR HOUSING ASSY., USED ON PETE #2 SCRUBBER ABSORBER BLEED PUMPS, 122-1 & 122-2, WARMAN PUMPS MODEL 8/6 FAH RAAJ 5310, S/N MDS12005MM & MDS12006MM. | 272ABP2100 | ABP 122-1 ABS ABSORBER BLEED PUMP. (EAST PUMP) | F089-10S10 | 2FA12C3 | 4 | EA | 248.4
PETE | 5009053 | 10.510.586 | SEAL, PUMP, VOLUTE FRAME/CASING, FOR PETE #1 & #2 DISPOSAL FEED PUMPS, WARMAN PUMPS MODEL 043DAH AAAJ 5310. | 203RPSP03A | 3-A MAKE-UP SLURRY PUMP P5-3A (EAST PUMP) (PUMP CONNECTED TO SLURRY STORAGE TANK) | D3125S01 | 2FA17G28 | 3 | EA | 692.93
PETE | 5702836 | 10.510.594 | RING, SEAL, RUBBER, LOW TEMP, FOR PRESSURIZED POKE HOLE (3-2715-11), USED ON PETE #3 & #4 BOTTOM ASH HOPPERS, UCC P.O. #54674-4. | 203AHBAHA0 | UNIT 3 BOTTOM ASH SYSTEM A HOPPER AND ASSOCIATED EQUIPMENT | 408067 | 1FA3D23 | 4 | EA | 127.36
PETE | 5005472 | 10.510.598 | RING, SEAL, TRIPLE LABYRINTH, PILLOW BLOCK BEARING HOUSING, FOR MAIN DRIVE PINION, USED ON PETE #3 & #4 SCRUBBER LIMESTONE BALL MILLS, KVS MODEL 48 X 16-3/5B, S/N 758-P-75 & 1469-P-82, SIZE 10' X 18'-6". | 203RPBM000 | M2-3 BALL MILL LINERS,SCREENS,AND INTERNALS | LOR 175 | 2FA19J28 | 2 | EA | 515.64
PETE | 5005792 | 10.510.599 | SEAL, FOR AMERICAN PULVERIZER LIMESTONE CRUSHER SCRUBBER DUSTAC P/N DV140 | 204RPCVLB0 | LIMESTONE LUMP BREAKER | DV 140 | 1FA6D10 | 2 | EA | 430.94
PETE | 5713463 | 10.510.600 | SEAL, SHAFT, UCC PT #406106-3 FOR 10" SWING DISC GATE ASSY FOR PETE #4 ASHSYSTEM. |  |  | 406106-3 | 4FA5G11 | 10 | EA | 363
PETE | 5706749 | 10.510.604 | SEAL, V-RING, FOR PETE #4 DEWATERING PRIMARY HYDROCLONE & RECLAIM WATER PUMPS, WARMAN PUMPS MODEL 6/4EEAH. | 204RDDFP01 | P-406-1 DISPOSAL FEED PUMP, MOTOR & MOTOR SPACE HEATER | VRS126N-140A | 2FA6C32 | 4 | EA | 585.92
PETE | 5009752 | 10.510.625 | SEAL, ROTOR, 1-1/2", FOR PETE #1 & #2 SCRUBBER LIMESTONE BALL MILLS, EATON / AIRFLEX CLUTCH MODEL #38VC1200. | 204BMS0000 | BALLMILL SYSTEM 44-05 | 145461K (8-27-2010) | 2FA14E9 | 2 | EA | 3376.06
PETE | 3202068 | 10.510.634 | SEAMLESS CARBON STEEL PIPE, NPS 12, SCH XH, SA-106 GRADE B, ANSI B36.10, 20 FT RANDOM. | 203AHPGFD0 | FLY ASH DISCHARGE PIPING DRY AND WET LINES (WET LINE TO BV-1) |  | SB1 RACK F | 39.2 | FT | 2914.48
PETE | 5309273 | 10.510.637 | SEAMLESS TUBE, BOILER, 1 3/4" OD X .220" MWT, SA-213 GRADE T11, BOILER #3. |  |  |  | SB3I2A2 | 23 | FT | 346.15
PETE | 5309258 | 10.510.638 | SEAMLESS TUBE, BOILER, 2 3/8" OD X .313" MWT, SA-210 GRADE A-1, BOILER #3. |  |  |  | SB5C2B | 105 | FT | 1182.3
PETE | 5721122 | 10.510.645 | RETAINER, SEAT RING, SCREW TYPE, FOR 8" PLIAXSEAL BUTTERFLY VALVE, USED ON PETE #3 IUCS RECLAIM WATER PUMPS & PETE #3 & #4 BOTTOM ASH SYSTEMS. | 203AHPGSPD | ASH SLUICE PUMP DISCHARGE PIPING AND VALVES |  | 4FA5E18 | 2 | EA | 578.68
PETE | 5513711 | 10.510.648 | RETAINER, BULL RING, DRIVE & BOWL ASSY., FOR PETE #3 & #4 ABB C-E SVCS. MODEL 903RP COAL PULVERIZERS, S/N 73831-73836. | 203BFCM001 | 3-1 PULVERIZER *** CONFINED SPACE ENTRY *** *** FOR PYRITE SECTION ONLY - SEE NOTES PAGE 6 *** | MP-9705-U | SB3N1WALL | 4 | EA | 1753.02
PETE | 5721121 | 10.510.651 | RETAINER, RING SEAT, FOR 10" 300# PLIAXSEAL BUTTERFLY VALVE, WAFER STYLE, 316 SS BODY & DISC, 17-4SS STEM (BARE STEM) & REINFORCED TEFLON (RTFE) SEAT, USED ON PETE #3 ASH SYSTEMS. | 203AHPGSPD | ASH SLUICE PUMP DISCHARGE PIPING AND VALVES | 16H509 | 4FA5E17 | 2 | EA | 947.76
PETE | 5004423 | 10.510.653 | RETAINER, DAMPER, BACK-UP, LEAD EDGE, C-276 ALLOY, 11 GAUGE, FOR PETE #4 SCRUBBER A-TOWER INLET GUILLOTINE DAMPERS, AIR CLEAN DAMPER SERIES 60. |  |  | AC-3128-1-25 | SB3F1E2 | 9 | EA | 8055
PETE | 5301067 | 10.510.658 | RH VALVE CAM ARM ASSEMBLY | 203BSSBL10 | L-10 ECONOMIZER SOOT BLOWER IK-525 | BP331274-1030 | 2FA22I3 | 2 | EA | 1449.94
PETE | 6626282 | 10.510.659 | RHEOSTAT, 25W, ITEM #B90, CAT. #573A384P12A, FOR PETE #4 ALTERREX REGULATOR CUBICLE ASSOCIATED WITH TURBINE S/N 170X755. |  |  | 573A384P12A | 2FA22E21 | 1 | EA | 102.61
PETE | 5205017 | 10.510.662 | RING O 11.000X11.375X.187, WEIR PUMP-SUBMERSIBLE, 300 GPM AT 83 TDH-54674-25-22 | 245BARASPA | RADS AREA SUMP PUMP A. 300 GPM @ 83FT TDH | 810926-094 | 2FA25E69 | 1 | EA | 15.59
PETE | 5216279 | 10.510.675 | RING, O-RING, FOR PUMP ENPRO, MODEL 7120HSAE, UNIT 4-1&2 SEAL MANUFACTURERPART NO = W204332-NTR SER NO = J2257-60 |  |  | W204332-NTR | 2FA9F22 | 1 | EA | 8.17
PETE | 5301225 | 10.510.685 | RING, RETAINING | 204BSSBL11 | L-11 ECONOMIZER RETRACTABLE BLOWER | BE-3087 | 1FA8F51 | 4 | EA | 2.84
PETE | 6501123 | 10.510.687 | RING, RUBBER #190609 USED ON UNIT #3 TURBINE DRIVEN BOILER FEED PUMPS OIL PURIFIER. |  |  |  | 2FA12E56 | 2 | EA | 8.2
PETE | 5305399 | 10.510.688 | RING, SEAL, FOR OIL GUN RETRACT MECHANISM ABB COMBUSTION ENG SCVS, UNIT 4 MANUFACTURER PART NO = 953633-#2 |  |  | 953633-#2 | 1FA6F17 | 2 | EA | 110
PETE | 5721123 | 10.510.689 | RING, SEAT RETAINER, 316SS, FOR 6" PLIAXSEAL VALVE, USED ON PETE BOTTOM ASH SYSTEMS. | 203AHNZ000 | BOTTOM ASH SYSTEM FLUSHING NOZZLES |  | 4FA5F16 | 2 | EA | 492.66
PETE | 6716022 | 10.510.701 | BYPASS BUSHNG UPPER BACK UP RING, YARWAY 9200 SERIES, ITEM 16, USED ON PETE 4 BOTTOM ASH RECIRC VALVES. | 204AHSWVR1 | 4-1 ASH SLUICE PUMP RECIRC VALVE/CHECK. | 1087399 | 2FA4D13 | 2 | EA | 1550
PETE | 5721236 | 10.510.710 | RING, CLAMPING, FOR DIAPHRAGM FLT SHAFT, 7", USED ON PETE #2, #3 & #4 BOTTOM ASH GRINDING SYSTEMS. | 203AHBGG0A | UNIT 3 (A) BOTTOM ASH HOPPER GRINDER | 210259 | 1FA7G23 | 2 | EA | 886
PETE | 6407356 | 10.510.719 | RING, OIL, AC PT. #05-314-992-505, USED ON #2 UNIT PULVERIZERS, MOTOR SER.#S37889-1,2,3,4,& 5, MOTOR RATING 800 HP. 4160V, 888 RPM, DLE 04-119-944-507. ALSO FOR SU BFP PETE 3. | 202BFCMM01 | UNIT 2 PULVERIZER MOTOR. (2-1) INCLUDES MOTOR AND CONTROLS. *** SERIALIZED EQUIPMENT SEE NOTES PAGE-6 *** | 05-314-992-505 | 2FA6B10 | 2 | EA | 1070
PETE | 5005607 | 10.510.723 | RING, PISTON, FOR PETE #4 SCRUBBER ABSORBER FEED PUMPS, WARMAN MODEL 450STL. | 204RBSU101 | P410-1 DISPOSAL AREA DRAINAGE SUMP PUMP AND MOTOR LOCATED OUTSIDE BY #4 RETURN TANK | S108HG01 | 2FA16A21 | 2 | EA | 78.42
PETE | 5005322 | 10.510.728 | RING, SHAFT SEAL, FOR DUECHTING PUMP MODEL MCC 500-800, USED ON PETE #4 SCRUBBER ABSORBER FEED PUMP. |  |  | 4.190689 | 1FA7D24 | 5 | EA | 2170.96
PETE | 5301798 | 10.510.733 | RING, RETAINER, FOR SOOT BLOWER COPES-VULCAN INC, UNIT 3&4 MANUFACTURER. | 203BSSBA01 | A-1 "A" ROW WALL SOOTBLOWER | 031246 | 2FA19E21 | 24 | EA | 5.52
PETE | 5004443 | 10.510.737 | RING, RETAINING, 3-3/4", (EXTERNAL), FOR PETE #3 IUCS THICKENER RAKE, W/ CLD60 LIFTING DEVICE, EIMCO PROCESS EQUIPMENT MODEL C60B2P, S/N 76011-01. | 203RDTHD01 | THICKNER DRIVE #1 GEAR REDUCER AND MOTOR | 46767BX | 2FA5E6 | 2 | EA | 12
PETE | 5004457 | 10.510.738 | RING, RETAINING, 6", INTERNAL, FOR PETE #3 IUCS THICKENER RAKE, W/ CLD60 LIFTING DEVICE, EIMCO PROCESS EQUIPMENT MODEL C60B2P, S/N 76011-01. | 203RDTHD01 | THICKNER DRIVE #1 GEAR REDUCER AND MOTOR | 46766BD | 2FA5D3 | 1 | EA | 33
PETE | 5706130 | 10.510.742 | SHAFT, COUNTER, FOR BM-D24828 REDUCER, USED ON 24" DIA. X 13'-6" LONG MIXER, #BM-D28458, S/N 10149, FOR PETE #3 & #4 SLUDGE WASTE TREATMENT, MFT. P/N B7746. | 203RWPM000 | PUG MILL | B7746 | 2FA15C27 | 0 | EA | 0
PETE | 5513236 | 10.510.743 | SHAFT, DEFLECTOR HINGED, FOR PETE #3 & #4 ABB C-E SVCS. MODEL 903RP COAL PULVERIZERS, S/N 73831-73836. | 203BFCM001 | 3-1 PULVERIZER *** CONFINED SPACE ENTRY *** *** FOR PYRITE SECTION ONLY - SEE NOTES PAGE 6 *** | 94-165 | SB1ND4 | 30 | EA | 9246.39
PETE | 5005170 | 10.510.748 | SHAFT, LOW SPEED FOR MECHANICAL DISPOSAL SYS MIXER CHEMINEER MIXERS, MODEL4-HTD-7.5, DESC PETE 4 MANUFACTURER PART NO = 23048-960A | 204RDDFTM0 | DISPOSAL FEED TANK MIXER | 23048-960A | 4FA50A4 | 1 | EA | 1323
PETE | 5706887 | 10.510.753 | 8-3V5.60 SHEAVE USED ON PETE GYPSUM SUMP PUMPS. | 204LSP441A | LIMESTONE AREA SUMP 2 PUMP A (& MOTOR) | M19RS11980 | 2FA7D6 | 1 | EA | 73.82
PETE | 5706085 | 10.510.754 | SHEAVE, BELT, 5.6" DIA., FOR PETE #3 IUCS WALL VENT FANS. | 203RBVFIU0 | IUCS VENT FANS |  | 2FA15B29 | 1 | EA | 92.85
PETE | 5004011 | 10.510.755 | SHEAVE, BUSHING, F X 3-3/16 | 203RWVP06A | P6A FILTER VACUUM PUMP | FX 3-3/16 | 2FA5A2 | 1 | EA | 78.75
PETE | 5004694 | 10.510.756 | SHEAVE, 2 GROOVE, FOR 3 V BELT, 2.65" DIA.,, USED ON FL-101 & FL-102 VAT AGITATOR DRIVES. | 204RWVFFA1 | FL-101 VACUUM FILTER AGITATOR | M19RS05500 | 4FA4E2 | 1 | EA | 29.1
PETE | 5706289 | 10.510.758 | SHEAVE, BELT, 7.35" DIA., 1-7/8" BORE, 3/B GROOVE TYPE. | 204RWCB06A | CO-6A RADIAL STACKING CONVEYOR. | 3B74/ SKX1 7/8 | SB5A3A1 | 1 | EA | 82.05
PETE | 5706285 | 10.510.759 | SHEAVE, BELT, 5.15" OD, 2-GROOVE, A/B SECTION, 2A4.4B4.8-SDS, W/ 1-3/8" SDS BUSHING, FOR PETE #4 IUCS/CSI 5A SLURRY TRANSFER CONVEYOR. | 203MBVFF13 | TURBINE AREA EXHAUST FAN F-13 (EAST WALL 2&3 FL): INCLUDES FAN, MOTOR, AND ALL ASSOC. EQUIPMENT: | 2A4.4B4.8SDSx1-3/8'' | SB5A3A1 | 1 | EA | 81.35
PETE | 5005754 | 10.510.760 | SHEAVE, BELT, FOR PETE #4 SCRUBBER MILL SLURRY PUMPS. | 204RPMSP01 | MILL SLURRY PUMP P408-1 | 5B90R | 2FA16H26 | 2 | EA | 209.3
PETE | 5004744 | 10.510.761 | SHEAVE, 8" STL C/W BUSHING, SHV 8-2, ASSY BB, .500L, 1.500SH, 1.750-HB, 1.625-RM, USED ON PETE 3 THICKENER LIFT. | 203RDTHDE0 | THICKNER DRIVE COMMON EQUIP & TORQUE DEVICE | 88711C.SLC1 | 2FA19D21 | 1 | EA | 706
PETE | 5301195 | 10.510.773 | SHIM, FOR COMBO RETRACT/WALL BLOWER W/DA HEAD COPES-VULCAN, MODEL MK-IIE T-30, UNIT 3. | 203BSSBL01 | L-1 LONG RETRACT T 30 MARK 2 | 090940 | 1FA3E10 | 2 | EA | 5.4
PETE | 5513040 | 10.510.776 | SHIM SET, PRIMARY COVER & LOWER OUTPUT, FOR PETE #3 & #4 GRAVIMETRIC COAL FEEDERS, STOCK EQUIPMENT CO. MODEL 8224A. | 203BFCF001 | 3-1 COAL FEEDER ********SEE EQUIPMENT NOTES PAGE 6 ********** ***NUCLEAR DENSITY GAGE ATTACHED TO PIPING*** | V502080.B01 | 2FA6F22 | 2 | EA | 35.6
PETE | 5711640 | 10.510.777 | SHIM, SHAFT SET PT #8501269 FOR GARNDER DENVER MODEL 7CDL11H BLOWER SER #21411 SPC 5270 1265 CFM 3600 RPM CW ROT 18 PSIG FLY ASH SILO- PETE 3. |  |  | 8501269 | 1FA3F46 | 8 | EA | 48.4
PETE | 5013503 | 10.510.778 | SHIM SET, ITEM #117, USED ON PETE 4 SCRUBBER OXIDATION AIR COMPRESSORS. | 204OCS4402 | OXIDATION AIR COMPRESSOR SKID 2 | GL400T017 | 1FA11D16 | 1 | ST | 1032
PETE | 5013507 | 10.510.779 | SHIM SET, ITEM #T214, USED ON PETE 4 SCRUBBER OXIDATION AIR COMPRESSORS. | 204OCS4402 | OXIDATION AIR COMPRESSOR SKID 2 | GL315T008 | 1FA11C18 | 0 | ST | 0
PETE | 5003258 | 10.510.783 | SHIM, HS/LS, FOR FALK REDUCER, KENNEDY VAN SUAN CORP., MODEL 1135YF1S INTERDRIVE, USED/AREA PETE 3 S/N 758-P-75 | 203RPBMR00 | BALL MILL GEARBOX,COUPLING,&BEARING M2-3 | `1135YF1S | 2FA14I3 | 1 | ST | 43.98
PETE | 5005208 | 10.510.784 | SHIM, PINION SHAFT FOR MECHANICAL DRAIN SUMP MIXER CHEMINEER MIXERS, MODEL2-HTD-3, UNIT PETE 4 MANUFACTURER PART NO = 4202-000 | 204RBSM401 | S401 FGD AREA DRAINAGE SUMP MIXER & MOTOR | 4202-000 | 4FA2E16 | 1 | EA | 81
PETE | 5711571 | 10.510.796 | SHIM, HOUSING, PT #88888-946, FOR GARDNER-DENVER MODEL 9CDL18F FLY ASH BLOWER S/N 22221 (2ND STG) PETE #3. |  |  | 88888-946 | SB5A1A6 | 5 | EA | 378.5
PETE | 5513956 | 10.510.798 | SHIM, KEEPER, FOR PETE #3 & #4 ABB C-E SVCS. MODEL 903 RP PULVERIZER JOURNAL BEARINGS, S/N 73831-36, MFT. P/N 94-162. | 203BFCM001 | 3-1 PULVERIZER *** CONFINED SPACE ENTRY *** *** FOR PYRITE SECTION ONLY - SEE NOTES PAGE 6 *** | 94-162 | 1FA12E6 | 8 | ST | 816.24
PETE | 5004003 | 10.510.818 | PLATE, SIDE, CLUTCH, FOR PETE #3 & #4 SCRUBBER LIMESTONE BALL MILLS, AIRFLEX MODEL 42VC650. | 203RPBMC00 | BALL MILL CLUTCH M2-3 | 412131 | SB3A1 WALL | 1 | EA | 2495
PETE | 4901183 | 10.510.822 | SIGHT GLASS, 2" DIAMETER, FOR MILL FIRE DETECTION SYSTEM. | 203BFCMCOM | UNIT 3 PULVERIZER FIRE PROTECTION CO MONITOR SYSTEM FOR UNIT #3 NEW SYSTEM ADDED SPRING OUTAGE 2006 | 451612001002 | 1FA11F12 | 6 | EA | 205.5
PETE | 5714116 | 10.510.828 | SKIRT BOARD, RUBBER, 1/2" THICK X 4" WIDE, B.F. GOODRICH BROMRITE GRADE 1162 OR EQUAL (50 FT./ ROLLS), FOR B-SYSTEM COAL CONVEYOR. | 203RWCB01A | CO-1A FILTER DISCH CONVEYOR |  | SB5B2C1 | 150 | FT | 231
PETE | 5513289 | 10.510.829 | SKIRT, WELDMENT INLET, RIGHT HAND, FOR PETE #3 & #4 STOCK VOLUMETRIC COAL FEEDERS, S.E. CO. SHOP ORDER #5124. | 203BFCF001 | 3-1 COAL FEEDER ********SEE EQUIPMENT NOTES PAGE 6 ********** ***NUCLEAR DENSITY GAGE ATTACHED TO PIPING*** | V382584.B01 | 4FA57B2 | 4 | EA | 2374.96
PETE | 5513857 | 10.510.830 | SKIRT, LOWER, FOR PETE #2, #3 & #4 ABB C-E SVCS. COAL PULVERIZERS, MODELS 823RPS & 903RP. | 203BFCM001 | 3-1 PULVERIZER *** CONFINED SPACE ENTRY *** *** FOR PYRITE SECTION ONLY - SEE NOTES PAGE 6 *** | 86-131 | SB3L2B1 | 2 | EA | 18162.98
PETE | 5006062 | 10.510.835 | SLEEVE, GUM RUBBER, FOR CLARKSON COMPANY, MODEL 24, SIZE KNIFE GATE MANUFACTURER PART NO = 3459-1 | 204RDVYQ2A | A-1 QUENCHER PUMP A-1 SUCTION VALVE FV-305A | 3459-1 | SB3F1F1 | 2 | EA | 5184
PETE | 5513571 | 10.510.858 | SCREW, SET, SOCKET, 1"- 8 X 1-1/2", HOLO-KROME, CUP POINT, JOURNAL LOCK-NUT, FOR PETE #2 ABB C-E SVCS. MODEL 823RPS COAL PULVERIZERS. | 203BFCM001 | 3-1 PULVERIZER *** CONFINED SPACE ENTRY *** *** FOR PYRITE SECTION ONLY - SEE NOTES PAGE 6 *** | 100C150KKCY/USA | 1FA25E6 | 46 | EA | 164.22
PETE | 5706314 | 10.510.861 | SCREW, 6" DIA. X 9 FT.-10" LONG R.H. HELICOID WITH QUICK REMOVABLE COUPLINGS, P/N 6HQR312-R, FOR CO-4 CONVEYOR, #3 UNIT SLUDGE DISPOSAL SYSTEM. | 203RWLSC04 | CO-4 LIME SCREW CONVEYOR AND MOTOR | T30NJ10650 | SB1 RACK G | 1 | EA | 325.2
PETE | 5015766 | 10.510.862 | PRESSURE SCREW FOR DILUTION AND EDUCTOR BLOCKS, USED ON PETE 1-4 MATTS Hg STACK PROBES AND PETE 3&4 CEMS STACK PROBES. |  |  | 93S4418 | 2FA8F4 | 4 | EA | 291.24
PETE | 5015749 | 10.510.884 | SEAL KIT, PISTON END, NORGREN AIR CYLINDER MODEL J1233E1 - 12X16, USED ON FOSTER WHEELER P.J.F.F. (BAGHOUSE) INLET DAMPER ACTUATORS. | 203BA3101Y | UNIT 3 FABRIC FILTER - COMPARTMENT 1, INLET DAMPER, ,EFFOX LOUVER DAMPER, 3BA3101Y; 3ZS-BA-3101O-OPEN LIMIT SW. 3ZS-BA-3101C-CLOSE LIMIT SW. 3SV-BA-3101O-OPEN SOV 3SV-BA-3101C-CLOSE SOV NORGREN 10 X 12 CYLINDER PART #'S LISTED IN NOTES | AJK-1203 | 2FA8B1 | 4 | EA | 1364.72
PETE | 5513286 | 10.510.885 | KIT, REPAIR, PISTON SEAL, FOR PARKER-HANNIFIN AIR CYLINDER MODEL #C DD2AS34, 6.00" BORE X 61" STROKE, GROUP 5 SEAL, USED AS HOT AIR BLAST GATE OPERATOR ON PETE #3 & #4 COAL PULVERIZERS. | 203BFCM001 | 3-1 PULVERIZER *** CONFINED SPACE ENTRY *** *** FOR PYRITE SECTION ONLY - SEE NOTES PAGE 6 *** | PK6002A005 | 1FA13D18 | 3 | EA | 930.45
PETE | 5004687 | 10.510.887 | KIT, SHAFT SEAL, CR/N 32/45/64/90 HQQE, USED AT PETE 3 SILO BOOSTER WATER PUMP. | 203AHFSP01 | 3-1 SILO DUSTLESS UNLOADER BOOSTER PUMP | 96525458 | 2FA1B23 | 4 | EA | 1867.93
PETE | 5004415 | 10.510.890 | SEAL, DAMPER, BLADE INTERNAL, FOR PETE #3 SCRUBBER MODULE INLET DAMPERS, A-B-C-D. (NOTE: SET TO CONSIST OF 16 PCS.{8 LONG & 8 SHORT} 24 GA. FORMED SWEEP SEALS, HASTELLOY C-22/276 MATERIAL) (ONE SET = ONE EA.) | 203RGMID0A | FD30-A MODULE INLET DAMPER INCLUDES DRIVE UNIT, DAMPER, CHAIN AND ELECTRICAL CONTROLS. | DCA-IPLU3-30-IS | SB1RACK A | 0 | EA | 0
PETE | 5706458 | 10.510.891 | SEAL, SET, HOPPER, FELT (CUT TO FIT), FOR DUAL DIRECTION HOPPER POSITIONER, USED ON PETE #3 IUCS/CSI TRAIN FLYASH LOAD-OUT STATION, DCL MODEL #HPD6X2-251-M1Q1P1, JOB #J015719, S/N 20578007, TAG #M006. | 203RWTLS01 | UNIT 3 FLYASH SILO DCL TRAIN LOADOUT STATION | 8SEALX30001 X 25 FT | 2FA6I2 | 1 | ST | 235
PETE | 5711710 | 10.510.893 | SEAL, (CYLINDER CAP) ITEM #28 FOR DE ZURICK GATE VALVE MOD. 9092956 SIZE-12" BODY-304 SUPP.-100 SEAT-AM TEMP -450 C.V.-5060, AG-9&10 UNIT #3 P/N 1002174. | 203AHVYG09 | COV-2048 "AG-9" VALVE FOR ASH GOING TO IUCS. |  | 1FA3E35 | 3 | EA | 10.2
PETE | 5003897 | 10.510.901 | SEAL, DAMPER, RE-ENTRY, FOR PETE #3 SCRUBBER DAMPERS 20A & 20B. (NOTE: SET TO CONSIST OF 10 PCS.{6 @ 48" / 4 @ 17" } 20 GA. FORMED RE-ENTRY GUIDES, HASTELLOY C-22/276 MATERIAL) (ONE SET = ONE EA.) | 203RFBFDO1 | FD-20A, 3-1 BOOSTER FAN OUTLET DAMPER INCLUDES DRIVE UNIT, DAMPER, CHAIN AND CONTROLS *** CONFINED SPACE ENTRY *** *** SEE NOTES PAGE 6 *** | DCA-IPLU3-20-RE | SB5C2FLOOR | 2 | EA | 15150
PETE | 5706178 | 10.510.902 | SEAL, FELT PT.# 406009 FOR MERRICK MODEL 460 DS WEITHTOMETER S/N# 13532/3 (WS-1A & 1B) FILTER CAKE SCALE IUCS PETE 3. |  |  |  | 1FA11F20 | 4 | EA | 9.24
PETE | 6407427 | 10.510.906 | SEAL, INNER, A-C #05-196-159-001 FOR PULV MTR., S/N'S 46998-1-6, PETE #3. |  |  |  | 2FA13H8 | 2 | EA | 3464
PETE | 6407325 | 10.510.916 | SEAL, OIL FRONT BEARING, PT. #13C7507G01, FOR WESTINGHOUSE MOTORS TYPE CSF, FRAME #10-33-19, 400 HP, 703 RPM, 4160 V, 3 PHASE 60 CYC., SO# 69P648ON #1 & 2 COAL CRUSHERS. | 266CACC11M | COAL CRUSHER MOTOR. (1-1) **** SEE EQUIPMENT NOTES PAGE 6 **** *CUTTING AND WELDING PERMIT REQUIRED* |  | 2FA6C13 | 2 | EA | 460.8
PETE | 5711737 | 10.510.918 | SEAL, OIL, FOR SINK BELT ELECTROFLUID GEAR-MOTOR FOR CLINKER GRINDER, LOC #46 C/R #21890, #3 ASH SYSTEM. |  |  |  | 1FA3E45 | 10 | EA | 30
PETE | 6407429 | 10.510.919 | SEAL, OUTER AC 05-196-158-001 FOR PULV MOTORS SER. #46998-1-6 & SU BFP MOTOR SER.# 46996-PETE #3. |  |  |  | 2FA13B11 | 1 | EA | 1889
PETE | 5004661 | 10.510.923 | SEAL, SECONDARY, FOR 30" CLARKSON DUAL-HYDRAULIC KGA VALVE, USED ON PETE SCRUBBER SLURRY TANKS. | 203RWPGF00 | FILTRATE PIPING |  | 2FA1D22 | 1 | EA | 437.85
PETE | 5706235 | 10.510.928 | SEAL, USED ON PETE #3 & #4 IUCS PUGMILL MIXERS, 24" X 13'-6", EAGLE IRON WORKS MODEL BM-D28458, S/N 10149, MFT P/N W-D9392. | 203RWPM000 | PUG MILL |  | 2FA15F55 | 3 | EA | 246.89
PETE | 5013511 | 10.510.933 | SEAL, LABYRINTH, ITEM #H303, USED ON PETE 4 SCRUBBER OXIDATION AIR COMPRESSORS. | 204OCS4402 | OXIDATION AIR COMPRESSOR SKID 2 | 9336630290 | 1FA25B12 | 1 | EA | 5241
PETE | 5706066 | 10.510.936 | SEAL, LIP, FOR NASH ENGINEERING CO, MODEL CL3002, MANUFACTURER PART NO = 5 | 203RWVP06A | P6A FILTER VACUUM PUMP | PK-0413 | 2FA15B37 | 1 | EA | 16.88
PETE | 5713422 | 10.510.954 | SPOOL, MITERED 8 FT.-7 3/16" LG. (14-1/2" OD) LINED W/12" ID ABRESIST, SEEDETAIL "E", DWG. #AB-0097A & B FOR BOTTOM ASH LINE, UNIT #4. | 204AHPGD00 | BOTTOM ASH DISCHARGE PIPING. |  | SB1 RACK | 1 | EA | 3223.78
PETE | 5713432 | 10.510.955 | SPOOL, STEEL 13 FT.-7 1/2" LG. (14-1/2" OD) LINED W/12" ID ABRESIST, SEE DETAIL "B" DWG. #AB-0097A & B FOR BOTTOM ASH LINE, UNIT #4. | 204AHPGD00 | BOTTOM ASH DISCHARGE PIPING. |  | SB1 RACK | 1 | EA | 873
PETE | 5713419 | 10.510.956 | SPOOL, STEEL 2 FT.-6 3/8" LG. (14-1/2" OD) LINED W/12" ID ABRESIST, SEE DETAIL F, DWG. #AB-0097A & B FOR BOTTOM ASH LINE, UNIT #4. | 204AHPGD00 | BOTTOM ASH DISCHARGE PIPING. |  | SB1QF2 | 2 | EA | 710
PETE | 5713413 | 10.510.957 | SPOOL, STEEL 7 FT.-4 1/8" LG. (14-1/2" OD) LINED W/12" ID ABRESIST W/FIXEDFLGS. BOTH ENDS, DWG. #AB-0097A & B FOR BOTTOM ASH LINE, UNIT #4. | 204AHPGD00 | BOTTOM ASH DISCHARGE PIPING. |  | SB1 RACK | 1 | EA | 1202
PETE | 6621111 | 10.510.977 | SPRING, FOR THROTTLE PRESS. REG., DWG 669-F-844 ITEM NO. 35. USED ON WESTG. TURBINE SN HP-IP 13-A-2802-1, L.P. 13-A-2803-1, G.O. - IN -35000-T,UNIT #1. |  |  |  | 2FA3F24 | 1 | EA | 22.05
PETE | 5701194 | 10.510.998 | SPRING, COMPRESSION, USED ON THE SHEARDISK VALVE ON THE NUVA FEEDER, PETE 2&3 BAGHOUSE. | 203BCOMP01 | UNIT 3 FABRIC FILTER COMPARTMENT #1, CONTAINS 34 ROWS OF 40 FILTER BAGS SUPPORTED ON WIRE CAGES, TOTAL OF 1360 BAGS. BAGS ARE 29.75' LONG, 5" DIAMETER. COMPARTMENTS ARE NUMBERED SO. TO NO., EAST TO WEST, S.E. IS #1, N.E.. IS #2. 2PI-FF-1801 DIFF.PRESS.GA | 401017-4 | 1FA7E32 | 2 | EA | 9.6
PETE | 6626034 | 10.511.007 | SPRING, FOR HYDROGEN SEAL RINGS TURB END,(AT PETE SHOWN AS ITEM #2 DWG. #481D835 USED ON UNIT #2 TURB GEN., G.E. S/N 170 X 350) CAT. DWG. #164A2775P0001. AT E.W. STOUT UNIT #7 S/N 170X457. |  |  | 164A2775P0001 | 2FA2D5 | 1 | EA | 13
PETE | 5008067 | 10.511.015 | SPRING, VALVE PERIPH, FOR PETE #3 & #4 IUCS/CSI VACUUM FILTERS & ROTARY VALVES, KOMLINE-SANDERSON MODEL, S/N KDF1289 & 1290. (3 EA. PER SET) | 203RWVFFL1 | FL-1 VACUUM FILTER ***CONFINED SPACE ENTRY*** ***SEE NOTES PAGE 6*** | 07A1012-3 | 2FA16F27 | 3 | ST | 161.96
PETE | 6001601 | 10.511.019 | SPRING, BIAS, 3-27 PSI, USED ON TC-3 FOR UNIT #2-B.S.B. TEMP CONTROLLER. WKM P/N 383605 |  |  | 383605 | 2FA24G8 | 4 | EA | 2.56
PETE | 5003725 | 10.511.020 | SPRING, PT #71-141-976-001, IT #10 FOR SIEMENS-ALLIS 480V SWITCHGEAR LA-600, 600A, S/N'S S-84429A7 & S-84429D5, UNIT #3 SO2. |  |  | 71-141-976-001 | 2FA7F17 | 8 | EA | 6
PETE | 5301639 | 10.511.021 | SPRING, FOR COPES-VULCAN, MODEL RW-5E, USED ITEM 16 MANUFACTURER PART NO =198349 | 203BSSBA01 | A-1 "A" ROW WALL SOOTBLOWER | 198349 | 2FA19C2 | 2 | EA | 2.48
PETE | 5701373 | 10.511.023 | SPRING, SUSPENSION, PT #4048 USED WITH SEAL BLOCK REPLACEMENT KIT #PD-1175REF. U.C. DWG. 4-2776-22 FOR VIBRATING DISCHARGE MECHANISM EWS #50-60 F ASH HOPPERS AND FOR PK U.C.C. DWG. #5-2776-29-32, | 201AHFHP11 | 1-1 PRECIP HPRS,THROAT BODIES,& SLIDE GATES (OLD) *** CONFINED SPACE ENTRY *** *** SEE NOTES PAGE 6 FOR HOPPER *** | 4048 | 2FA9F49 | 16 | EA | 435.68
PETE | 5706836 | 10.511.024 | SPROCKET, 80TTH, USED ON PADDLE MIXER/UNLOADER 4050, DWG #5-6200-88-10, AT PETE 3&4 FLY ASH SILOS. | 203AHFU031 | 3-1 ROTARY DUSTLESS UNLOADER | 36302-32 | 2FA6I1 | 3 | EA | 1842
PETE | 5004131 | 10.511.028 | SPROCKET, CHAIN-SINGLE, DIAMETER- 2.23, BORE- .75 TEETH/HUB- 17/B | 203RWBSWF0 | LIME WEIGHTFEEDER & SCALES | B83TH06720 | 2FA19E45 | 2 | EA | 8.54
PETE | 5721098 | 10.511.030 | SPROCKET, HELICAL, (DRIVER), FOR BELT DRIVES, USED ON PETE #4 FLYASH BLOWERS. | 204AHFB001 | 4-1 FLY ASH BLOWER ASSEMBLY | R-56S-J | 2FA22H8 | 1 | EA | 390.75
PETE | 5301623 | 10.511.031 | SPROCKET, 14 TOOTH, ITEM 53, FOR COPES VULCAN INC, MODEL MK-IIE, UNIT 3. | 203BSSBL01 | L-1 LONG RETRACT T 30 MARK 2 | 31222 | 2FA19E3 | 2 | EA | 41.1
PETE | 5711865 | 10.511.032 | SPROCKET, W/ BUSHING, 45 TEETH, FOR 33" X 30" EXCEN-CRUSHER, USED ON PETE #2 & EWS #7 BOTTOM ASH CLINKER GRINDERS. | 203AHBGG0A | UNIT 3 (A) BOTTOM ASH HOPPER GRINDER | 36095-1 | SB1BE5 | 3 | EA | 3371.49
PETE | 5706524 | 10.511.034 | SPROCKET, MOTOR, FOR SOUTH FLYASH FEEDER MOTOR, USED ON PETE #4 FLYASH SILO. | 204RWFARF1 | FLYASH SILO SOUTH ROTARY FEEDER | 80SK15 QD | 2FA1D29 | 2 | EA | 72.94
PETE | 5006955 | 10.511.036 | STAB ASSY. KIT, 60A, P/N 4719A92G11, PETE #4 SCRUBBER MCC'S. | 204RELV411 | MOTOR CONTROL CENTER MCC S4-1-1 | 4719A92G11 | 2FA23I5 | 3 | EA | 269.22
PETE | 5513743 | 10.511.053 | SEAT, PRESSURE SPRING, FOR DOOR ASSY., USED ON PETE #3 & #4 ABB C-E SVCS. MODEL 903RP COAL PULVERIZERS, S/N 73831-73836. | 203BFCM001 | 3-1 PULVERIZER *** CONFINED SPACE ENTRY *** *** FOR PYRITE SECTION ONLY - SEE NOTES PAGE 6 *** | 94-160 | SB3M1B3 | 1 | EA | 1089.87
PETE | 3908092 | 10.511.058 | SEAT, REPAIR KIT,KNIFE GATE SLURRY 8", URETHANE, NEWCON PT #8103, | 203AHPGD00 | WET ASH DISCHARGE PIPING TO ASH POND AND DEWATERING BINS. | 8103 | 4FA55B4 | 5 | EA | 978.9
PETE | 6006123 | 10.511.071 | KIT, SENSOR W/ SLIDEWIRE EMULATION, FOR HONEYWELL 10260A HERCULINE ACTUATOR, USED ON PETE #3 & #4 BOILER SECONDARY AIR DAMPER DRIVES. |  |  | 51205568-504 | 1FA23B5 | 8 | EA | 4040
PETE | 5006869 | 10.511.077 | SENSOR, CURRENT, MILTI-TAP, P/N 568B632G2, 300-800 AMP RANGE FOR PETE #4 SCRUBBER 480V LOAD CENTERS. |  |  | 568B632G2 | 2FA19F39 | 3 | EA | 1294.02
PETE | 6001939 | 10.511.084 | PICKUP, VIBRATION #MM0015337 TYPE 21000-05-10-00-0 THRUST BEARING COVER FITTED PRIMARY SIDE USED ON VIBRATION MONITORS FOR 4-2 MOTOR DRIVEN BOILERFEED PUMP HYDRAULIC COUPLING. |  |  | MM0015337 | 2FA21H32 | 1 | EA | 2391.07
PETE | 5706775 | 10.511.087 | SET SCREW, HEX HEAD, FS B027M, 10 X 25MM, FOR PETE #4 DEWATERING FILTER FEED PUMPS, WARMAN PUMPS MODEL 4/3CAH. | 203RPSP03A | 3-A MAKE-UP SLURRY PUMP P5-3A (EAST PUMP) (PUMP CONNECTED TO SLURRY STORAGE TANK) |  | 2FA6F45 | 8 | EA | 14.8
PETE | 5713458 | 10.511.090 | SHAFT, UCC PT #1-404285 FOR 10" SWING DISC GATE ASSY FOR PETE #4 ASH SYSTEM. |  |  | 1-404285 | 4FA5I11 | 1 | EA | 331.62
PETE | 5610163 | 10.511.095 | SHAFT ASSEMBLY, WITH HEAVY WEIGHTS, PT #25636 (55042-006) REF. #39, FOR EUCLID ELECT. & MFG. CO. CENTRIFUGAL SWITCH - CAT. #2210, USED ON COAL CONVEYOR. |  |  | 55042-006 | 2FA1E35 | 3 | EA | 813.9
PETE | 5704742 | 10.511.100 | SHAFT, DRIVE PULLEY USED ON CONV #9B PIECE #1 DWG JK1955CA-164 FOR "B" COAL SYS ON UNIT #3. | 266CB09BCB | 9B COAL CONVEYOR BELT *** SEE EQUIPMENT NOTES PAGE #6 *** * CUTTING & WELDING PERMIT REQUIRED * 8 B CONVEYOR TAKE UP WEIGHT IS 9,400# |  | SB5C1B | 1 | EA | 1207.22
PETE | 5003521 | 10.511.104 | SHAFT, INTERMEDIATE PINION, FOR PHILADELPHIA GEAR, MODEL PTERO-24 INTERDRIVE, USED/AREA PETE 3 MANUFACTURER PART NO = 54, S/N 305046 | 203RPMSTK1 | 3-1 MAKE-UP SLURRY STORAGE TANK *** CONFINED SPACE ENTRY *** *** SEE NOTES PAGE 6 *** | 54 | SB3B1A7 | 1 | EA | 482
PETE | 5704973 | 10.511.106 | SHAFT, PULLEY, 4-15/16" DIA. X 75" LONG, W/ 2 KEYWAYS & JOURNALED ON EACH END, FOR PETE 9B COAL CONVEYOR TRIPPER HEAD PULLEY. | 266CB09BCB | 9B COAL CONVEYOR BELT *** SEE EQUIPMENT NOTES PAGE #6 *** * CUTTING & WELDING PERMIT REQUIRED * 8 B CONVEYOR TAKE UP WEIGHT IS 9,400# |  | SB5C1B | 1 | EA | 1396.56
PETE | 5003017 | 10.511.109 | SHAFT, USED ON PETE #3 SCRUBBER WASTE SLURRY PUMPS, WORTHINGTON MODEL 8-R-193, S/N B0753158, MFT. P/N 2115118-3. | 203RDWSP3A | WASTE SLURRY PUMP P3-3-A INCLUDES PUMP, MOTOR AND CONTROLS | 2115118-001 | SB1SC9 | 2 | EA | 5779.97
PETE | 5009320 | 10.511.112 | SHAFT, SPOOL, (TOP SECTION), RUBBER COATED CARBON STEEL, 5" DIA. X 278" LONG, FOR MODEL 3811-S-PTO GEAR DRIVE AGITATOR, USED ON PETE #1 & #2 SCRUBBER SLURRY STORAGE TANKS, PHILADELPHIA MIXERS DWG. #94DKP0254-2. | 272SST0100 | SST 120-1 LIMESTONE SLURRY STORAGE TANK *** CONFINED SPACE ENTRY *** *** SEE NOTES PAGE 6 *** (EAST TANK) | 90612-1067 | SB1AWALL | 1 | EA | 26983.2
PETE | 5301237 | 10.511.113 | SHAFT, PRIMARY, FOR RETRACT/WALL BLOWER W/DA HEAD COPES-VULCAN, MODEL MK-IIE T-30, UNIT 3. | 203BSSBL01 | L-1 LONG RETRACT T 30 MARK 2 | 013569 | 1FA3F11 | 4 | EA | 42.52
PETE | 5704741 | 10.511.115 | SHAFT, DRIVE PULLEY, USED ON CONV #8B, PIECE #1, DWG. JK1955CA-163 FOR "B"COAL SYS ON UNIT #3. | 266CB08BCB | 8B COAL CONVEYOR BELT *** SEE EQUIPMENT NOTES PAGE #6 *** * CUTTING & WELDING PERMIT REQUIRED * BEFORE ARC WELDING WITHIN 100 FEED OF DETECTOR. 8 B CONVEYOR TAKE UP WEIGHT IS 9,000# | G98ZI47003 | SB5C1D | 1 | EA | 2188.3
PETE | 5711903 | 10.511.117 | SHAFT, GATE, (SHORT), 303 SS, FOR NUVA FEEDERS, USED ON PETE #3 & #4 TOP ASH SYSTEMS, PER UC PO 54674-4. | 203AHFFA01 | A-1 PRECIP HOPPER AND NUVA FEEDER | SK-9322 | 1FA3C39 | 23 | EA | 1548.13
PETE | 5005311 | 10.511.122 | SHAFT, PUMP, FOR DUECHTING PUMP MODEL MCC 500-800, USED ON PETE #4 SCRUBBER ABSORBER FEED PUMP. |  |  | 4.402473 | SB4FLOOR | 2 | EA | 5805.8
PETE | 5005605 | 10.511.127 | SHAFT, PUMP, FOR PETE #4 SCRUBBER ABSORBER FEED PUMPS, WARMAN MODEL 450STL. | 204RMQFPA1 | P-402A-1 QUENCHER PUMP | S073ME05 | SB5C1B | 1 | EA | 4860.06
PETE | 5005726 | 10.511.129 | SHAFT, PUMP, STD 1800MM, FOR PETE #4 IUCS/CSI THICKNER SUMP PUMP, WARMAN PUMPS MODEL 150SV-SPR. | 204RBSU101 | P410-1 DISPOSAL AREA DRAINAGE SUMP PUMP AND MOTOR LOCATED OUTSIDE BY #4 RETURN TANK | SVR15073LR00 | SB1SA5 | 1 | EA | 7529.76
PETE | 5005689 | 10.511.130 | SHAFT, PUMP, SUMP, 1500MM, FOR PETE #4 SCRUBBER DISPOSAL FEED TANK MIXER, WARMAN PUMPS MODEL 100RV-SPR. | 204RBSU042 | P404-2 FGD AREA DRAINAGE SUMP PUMP. | RVR10073JR00 | SB5C1E | 1 | EA | 4563.62
PETE | 5721639 | 10.511.133 | SHAFT, 3.438" DIA X 20.5", TAIL END, FOR FLY ASH DUSTLESS UNLOADER. | 203AHFU031 | 3-1 ROTARY DUSTLESS UNLOADER | 62230 | SB1GD10 | 5 | EA | 2225
PETE | 5603945 | 10.511.134 | SHAFT FOR FISHER CONTROL VALVE, 4DOV-16A-B-C-D, 4DOV-18A-B-C, 4DOV-20A-B-C-D-E-F, UNIT #4 ASH SYS., MFG PART #L19858K0012. | 203AHV0381 | COV-2038-1 ASH HOPPER DOOR SLUICE NOZZEL WATER SUPPLY VALVE. | L19858K0012 | 2FA25H1 | 6 | EA | 246.96
PETE | 5701185 | 10.511.135 | SHAFT, FOR INTAKE VALVE #1812-2-03040707000, PETE 2&3 BAGHOUSE. | 203BCOMP01 | UNIT 3 FABRIC FILTER COMPARTMENT #1, CONTAINS 34 ROWS OF 40 FILTER BAGS SUPPORTED ON WIRE CAGES, TOTAL OF 1360 BAGS. BAGS ARE 29.75' LONG, 5" DIAMETER. COMPARTMENTS ARE NUMBERED SO. TO NO., EAST TO WEST, S.E. IS #1, N.E.. IS #2. 2PI-FF-1801 DIFF.PRESS.GA | 40498 | 2FA11F54 | 2 | EA | 179.4
PETE | 5301780 | 10.511.138 | SHAFT, WORM, FOR TRAVERSING GEAR BOX ON WALL BLWR COPES VULCAN INC, MODEL RW-6E, USED PETE 4. | 204BSSBA01 | A-1 "A" ROW WALL SOOTBLOWER. | 182502 | 2FA19E12 | 1 | EA | 50.81
PETE | 5301772 | 10.511.139 | SHAFT, WORM GEAR, FOR TRAVERSING GEAR BOX ON COPES VULCAN, MODEL RW-6E WALL BLOWER, UNIT PETE 4 MANUFACTURER PART NO = 182505 | 204BSSBA01 | A-1 "A" ROW WALL SOOTBLOWER. | 182505 | 2FA19H5 | 2 | EA | 60.74
PETE | 5004476 | 10.511.144 | SUPPLY, DC, FOR EIMCO FOUNDRY OPERATION, MODEL C60B2P, UNIT PETE 3 MANUFACTURER PART NO = 75030A421A | 203RDTHD01 | THICKNER DRIVE #1 GEAR REDUCER AND MOTOR | 75030A421A | 2FA5E9 | 1 | EA | 221.28
PETE | 5003869 | 10.511.151 | SUPPRESSOR, SURGE SVS, FOR EXIDE, MODEL 130-3-300, USED 4-1/4-2 MANUFACTURER PART NO = 141-923-023 |  |  | 141-923-023 | 2FA14F58 | 8 | EA | 300.72
PETE | 5003399 | 10.511.152 | SUPPRESSOR, VOLTAGE SURGE, FOR EXIDE, MODEL 130-3-150, USED PETE SO2 MANUFACTURER PART NO = 141-923-022 | 203REDCB00 | UNIT 3 FGD BATTERY AND CHARGERS IMNCLUDES BATTERY BANK 59 CELLS AND CHARGER | 141-923-022 | 2FA14E22 | 4 | EA | 107.16
PETE | 5706488 | 10.511.162 | KIT, SWITCH, LIMIT, FOR PETE #3 IUCS/CSI FLYASH SILO BAGHOUSE, UCC CONTRACT #X-M01. | 203AHFSDC0 | UNIT 3 FLYASH SILO DUST COLLECTOR *** CONFINED SPACE ENTRY *** | SK-3531-120 | SB3C2A6 | 1 | EA | 277
PETE | 5711482 | 10.511.164 | SWITCH W/ACTUATOR 35502-7 FOR DEWATERING BIN LEVEL INDICATOR (4-3401-46) AS FURNISHED ON U.C.C. P.O. 54674-4 FOR ASH HANDLING SYS, PETE #3. | 203AHBD001 | 3-1 DEWATERING BIN, GATES AND SCREENS |  | 1FA3E31 | 1 | EA | 86
PETE | 5004480 | 10.511.176 | SWITCH, LIMIT, FOR EIMCO FOUNDRY OPERATION, MODEL C60B2P, UNIT PETE 3 MANUFACTURER PART NO = 87482A | 203RDTHD01 | THICKNER DRIVE #1 GEAR REDUCER AND MOTOR | 87482A | 2FA5E11 | 1 | EA | 249.58
PETE | 5610263 | 10.511.179 | SWITCH, MICRO ENCLOSED TYPE STRAIGHT PLUNGER (WITH BOOT SEAL) SIDE MOUNT BZE6-2RN #1 CONDENSER CHLORINATOR. | 203RPBMLO0 | BALL MILL LUBE SYSTEM M2-3 |  | 1FA5C27 | 2 | EA | 108.84
PETE | 5003347 | 10.511.191 | SWITCH, SPEED RESPONSIVE, FOR SCRUBBER ANDCO, UNIT PETE 3 MANUFACTURER PART NO = SS-2 | 203RGMID0A | FD30-A MODULE INLET DAMPER INCLUDES DRIVE UNIT, DAMPER, CHAIN AND ELECTRICAL CONTROLS. | SS-2 | 2FA14H11 | 1 | EA | 567.6
PETE | 5301111 | 10.511.200 | SWITCH, STOP CONTROL, FOR COPES-VULCAN, MODEL MK-IIE, UNIT PETE 3 MANUFACTURER PART NO = 59958 |  |  | 59958 | 1FA3D6 | 1 | EA | 624.35
PETE | 5304796 | 10.511.201 | SWITCH, PRESSURE, DIFFERENTIAL, FOR PETE #3 ABB C-E SVCS. BOILER IGNITION CONTROLS. | 203BFIGL01 | LEVEL 1/2 IGNITORS INCLUDES A,B,C AND D CORNERS | C30-03391-A | 1FA6D25 | 2 | EA | 543.97
PETE | 5004281 | 10.511.204 | SWITCH, DISCONNECT SW., 30 AMP, SIEMENS-ALLIS #15-171-232-031 FOR PETE #4 AT I.U.C.S. ON SIEMENS-ALLIS M.C.C. #101. |  |  | 15-171-232-031 | 4FA4A1 | 1 | EA | 1088.88
PETE | 5610365 | 10.511.213 | SWITCH, LEVEL, MAGNETROL CAT #C29-1B30-CNA, MIN SP GR. .84, 500 PSI, (2) SPDT, 120V/13A,240V/6.5A, #4 FEED WATER HEATER ALARM LEVEL. AMPS , 240V AT6.5 AMPS. USED ON PETE #4 FEED WATE #4 FEED WATER HEATER ALARM LEVEL. |  |  | C29-1B30-CNA | SB3B1A3 | 1 | EA | 1653.33
PETE | 5005600 | 10.511.215 | SWITCH, LEVEL, OIL RESERVOIR, GEMS LS-1800 SERIES, FOR PETE #4 SCRUBBER ABSORBER/#4 AB&C TOWER HYDRAULIC SYSTEM, TANK OPERATES HYD VALVE OPERATORS. | 204RDHOS0A | A TOWER HYDRAULIC SYSTEM ,TANK OPERATES HYDRAULIC VALVE OPERATORS ON A TOWER | 01801 | 2FA16F34 | 2 | EA | 180.51
PETE | 5301083 | 10.511.217 | SWITCH, LIMIT, FOR COPES-VULCAN RW5E WALL BLOWERS, PETE UNIT 3. |  |  | 130111 | 1FA3D1 | 3 | EA | 472.89
PETE | 5610371 | 10.511.218 | SWITCH, LIMIT, P# EA-700-16100, PETE #4 RETRACTABLE SOOTBLOWER. |  |  | EA-700-16100 | 1FA6B7 | 1 | EA | 746.88
PETE | 5610338 | 10.511.219 | SWITCH, LIMIT, OIL TIGHT, ALLEN BRADLEY CAT. #802T-ATP, SERIES F, USED ON PETE #4 SOOT BLOWER & PETE 4 SCRUBBER CLARKSON ABSORBER FEED PUMP. | 203BSCN000 | UNIT 3 SOOTBLOWER CONTROLS | 802T-ATP | 2FA2C5 | 6 | EA | 1199.55
PETE | 5012891 | 10.511.225 | SWITCH, LIMIT, LEVERLESS, 72" LEADS, DPDT, USED ON FOSTER WHEELER P.J.F.F. (BAGHOUSEl) OUTLET DAMPER OPEN/CLOSE LIMIT. | 203BA3201Y | UNIT 3 FABRIC FILTER - COMPARTMENT 1, OUTLET DMPR 1, , 88" DIA. POPPET DMPR, 3BA3201Y; 3ZS-BA-3201O-OPEN LIMIT SW. 3ZS-BA-3201C-CLOSE LIMIT SW. 3SV-BA-3201O-OPEN SOV 3SV-BA-3201C-CLOSE SOV NORGREN 10 X 33 CYLINDER PART #'S LISTED IN NOTES | 81-20528-A3 | 2FA21B8 | 3 | EA | 1090.81
PETE | 5307246 | 10.511.226 | SWITCH, LIMIT, LOXSWITCH, SQUARE D DENISON MODEL L100WTL, FOR PETE #3 MAIN STEAM DIAPHRAGM OPERATED VALVES (DOV) & PETE #2 AIR PREHEATER SOOTBLOWERS. | 202BAPH001 | APH-2-1 AIR PREHEATER *** CONFINED SPACE ENTRY *** *** SEE NOTES *** | L100WTL-2M-14 | 2FA16A8 | 3 | EA | 656.79
PETE | 5003346 | 10.511.231 | SWITCH, LIMIT W/LEVERS FOR SCRUBBER ANDCO, UNIT PETE 3 MANUFACTURER PART NO = LS-3 | 203RGMID0A | FD30-A MODULE INLET DAMPER INCLUDES DRIVE UNIT, DAMPER, CHAIN AND ELECTRICAL CONTROLS. | LS-3 | 2FA14D16 | 3 | EA | 1311.03
PETE | 5206233 | 10.511.234 | SWITCH, MICRO, #BZ.-2RL2 , HYDRATE LIME FEEDER, MODEL #31-02, WATER TREATMENT, S-104. |  |  | BZ-2RL2 | 1FA5E21 | 4 | EA | 47.52
PETE | 5005696 | 10.511.241 | SLEEVE, BEARING, FOR WARMAN PUMPS, MODEL 100RV-SPR, SIZE/DESC SUMP MANUFACTURER PART NO = RV008E02 | 204RBSU042 | P404-2 FGD AREA DRAINAGE SUMP PUMP. | RV008E02 | SB3B1A5 | 3 | EA | 1337.58
PETE | 5005958 | 10.511.258 | SLEEVE, SHAFT, FOR MECHANICAL SEAL PUMP, USED ON PETE #4 SCRUBBER SULFITE PUMP, WARMAN PUMPS MODEL 4/3DAH. | 272SHP1100 | SHP 121-1 SECONDARY HYDROCLONE FEED PUMP | D076D65578 | 2FA16F24 | 1 | EA | 955
PETE | 5009167 | 10.511.272 | SLEEVE, GUM RUBBER, MARK III SERIES, FOR CLARKSON 6" KGD KNIFE GATE VALVE, USED ON PETE #1 & #2 SCRUBBER SUCTION & DISCHARGE VALVES. | 203RWFAT31 | AIR OPERATED FLYASH TRANSFER VALVE 3-1 | 11020574 | SB3E2C1 | 3 | EA | 971.47
PETE | 8532024 | 10.511.284 | SLING, LIFTING, SIZE- .1875X.375, LENGTH- 4 FT DESC- S3-1, VERTICAL CAP. - .95 TON, 3 STRAND. (MUST INCLUDE METAL TAG WITH LIFTING CAPACITIES) |  |  | PG1-3 3/16'' X 3/8'' X 4' | 2FA11NW | 8 | EA | 372
PETE | 5203242 | 10.511.285 | SLINGER, 2ND STAGE, FOR NASH, MODEL AT2004E VACUUM PUMP, MANUFACTURER PARTNO = 3-2 | 202CDVPP03 | 2-3 CONDENSER VACUUM PUMP INCLUDES 480V/MOTOR AND CONTROLS. |  | 2FA9F41 | 1 | EA | 11
PETE | 5003032 | 10.511.286 | SLINGER, PUMP, ITEM 18 & 26, FOR PETE #3 SCRUBBER RECYCLE PUMPS, DENVER MODEL SRL-C, SIZE 18 X 16 X 35, S/N 01-166483. | 203RMRCPA1 | RECYCLE PUMP P1-3-A1 | 503950 | 4FA57A4 | 3 | EA | 213.93
PETE | 6501158 | 10.511.302 | SOLENOID (COMPLETE) INCLUDING HOUSING, COIL & PLUNGER, EXPLOSION PROOF (NEMA VII) REF.PTS.LIST DP-14 INDEX #19, FOR WORCESTER SERIES 34 PNEUMATICACTUATOR SIZE 1 1/2" MK44B3, STYLE B34S R2, UNIT #4 TURBINE LUBE OIL CONDITIONER. |  |  |  | 2FA21E48 | 1 | EA | 60
PETE | 5004662 | 10.511.303 | SOLENOID, (STACK), 3-POSITION, 4-WAY, FOR 30" CLARKSON DUAL-HYDRAULIC KGA VALVE, USED ON PETE SCRUBBER SLURRY TANKS. | 203RWPGF00 | FILTRATE PIPING |  | 2FA1H17 | 2 | EA | 3199.84
PETE | 5007206 | 10.511.304 | SOLENOID, ASSY, FOR MOSIER, MODEL 51, SIZE/TYPE PETE 4 SO2 MANUFACTURER PART NO = 34164-1 |  |  | 34164-1 | 2FA19H34 | 4 | EA | 150.16
PETE | 3914226 | 10.511.306 | SOLENOID, RESET, 2.2 AMPS HOLDING, 24.0 AMPS INRUSH, 115 V, 60 CY CLASS A USED ON STV-2 & STV-4, FUEL OIL SOLENOID TRIP VALVE BM #8-2-4-2-45 & BM #8-2-4-2-24, LAURENCE CAT. #609ER-WA77SW-PS, S/N 20028-1 & 20028-3. |  |  | 609ER-WA77SW-PS | 4FA5E33 | 3 | EA | 160.53
PETE | 5513097 | 10.511.316 | SPACER, OIL SEAL, FOR WORM SHAFT, USED ON PETE #4 ABB C-E SVCS. MODEL 903RP COAL PULVERIZERS. | 204BFCM001 | 4-1 PULVERIZER *** CONFINED SPACE ENTRY *** *** FOR PYRITE SECTION ONLY - SEE NOTES PAGE 6 *** | GP-2710 | 1FA13A5 | 1 | EA | 302
PETE | 5706386 | 10.511.323 | SPACER, THRUST BEARING, FOR FILTER DRUM, USED ON PETE #4 CSI VACUUM FILTERS, FL-101 & FL-102, DORR-OLIVER S/N CSP0000252-1. | 204RWVFFL1 | FL 101 VACUUM FILTER MCC 101 ROTARY VACUUM FILTER FL-101 ***CONFINED SPACE ENTRY***SEE NOTES PAGE 6*** | 450277A-SLC1 | SB3C2B5 | 2 | EA | 214
PETE | 5003035 | 10.511.328 | SPACER, CASING, ITEM 46, FOR PETE #3 SCRUBBER RECYCLE PUMPS, DENVER MODEL SRL-C, SIZE 18 X 16 X 35, S/N 01-166483. | 203RMRCPA1 | RECYCLE PUMP P1-3-A1 | 503951 | 2FA15B18 | 24 | EA | 2784
PETE | 5301747 | 10.511.329 | SPACER, GEARBOX ASSY, FOR COPES-VULCAN, MODEL RW-6E, USED PETE 4 MANUFACTURER PART NO = 182497 | 204BSSBA01 | A-1 "A" ROW WALL SOOTBLOWER. | 182497 | 2FA19G8 | 6 | EA | 30.06
PETE | 5513030 | 10.511.331 | SPACER, PULLEY, FOR OUTPUT SHAFT COUPLING, USED ON PETE #3 & #4 GRAVIMETRIC COAL FEEDERS, STOCK EQUIPMENT CO. MODEL 8224A. | 203BFCF001 | 3-1 COAL FEEDER ********SEE EQUIPMENT NOTES PAGE 6 ********** ***NUCLEAR DENSITY GAGE ATTACHED TO PIPING*** | V377648.B03 | 2FA6D13 | 2 | EA | 360
PETE | 5706232 | 10.511.339 | SPIDER, MIXER, W/ CAP SCREWS & LOCKWIRE, FOR PETE #3 & #4 IUCS/CSI PUGMILL MIXERS, 24" X 13'-6", EAGLE IRON WORKS MODEL BM-D28458, S/N 10149. | 203RWPM000 | PUG MILL | 30-B06137-A | 1FA12H6 | 4 | EA | 1722.1
PETE | 6623392 | 10.511.355 | THERMOCOUPLE, T-4 & T-5 BEARING JOURNAL, SEQ. #062B, FOR PETE #3 G.E. TURBINE-GENERATOR, S/N 170 X 583. |  |  | U252E097U0065 | 2FA12E7 | 1 | EA | 382.06
PETE | 6623463 | 10.511.356 | THERMOCOUPLE, SHELL, STEAM SEAL HEADER, SEQ. #6449, FOR PETE #3 G.E. TURBINE, S/N 170 X 583. |  |  | U253E002G0129 | 2FA12E17 | 1 | EA | 379.41
PETE | 6006818 | 10.511.361 | THERMOCOUPLE, 3051-2-EE-1-15.25-0-0-0 DUAL ELEMENT ONLY, LEEDS & NORTHRUP COMBUSTION CONTROL SYS, UNIT #4. |  |  |  | 4FA3A11 | 1 | EA | 45.4
PETE | 6623499 | 10.511.362 | THERMOCOUPLE, BEARING DRAIN T4 75, SEQ.# 062N, CAT.# U252E138U0110, FOR PETE 3 TURBINE SER.# 170X583. |  |  |  | 2FA12D10 | 1 | EA | 210.8
PETE | 6613214 | 10.511.367 | THERMOCOUPLE, #2 BEARING, FOR PETE #1 WESTINGHOUSE ELECTRIC CORP. TURBINE, S/N HP-IP 13-A-2802-1, LP 13-A-2803-1 & GENERATOR S/N 1-S-68P542. |  |  | 872C657028 | 4FA3C10 | 3 | EA | 1365
PETE | 6623500 | 10.511.369 | THERMOCOUPLE, BEARING DRAIN, T1, SEQ. #062N, FOR PETE #3 G.E. TURBINE, S/N 170 X 583. |  |  | U252E138U0260 | 2FA12I8 | 1 | EA | 325.14
PETE | 6006820 | 10.511.370 | THERMOCOUPLE, 3070-5-EE-1-12-0-0-0 DUAL ELEMENT ONLY, LEEDS & NORTHRUP COMBUSTION CONTROL SYS, UNIT #4. |  |  | Y009(50)-FB-(12)-8 | 4FA3B10 | 1 | EA | 23.7
PETE | 5004707 | 10.511.372 | THERMOCOUPLE, TYPE E, DIRECT MOUNT, DOUBLE UNGROUNDED SPRING-LOADED SENSOR, ALUMINUM CONNECTION HEAD, NIPPLE UNION, 304 SS, 0.375 OD, 7" LENGTH, TO FIT INTO A 2.5" U-DIMENSION THERMOWELL USED AT PETE 2 & 3. | 203RFBFLO1 | 3-1 BOOSTER FAN LUBE OIL SYSTEM | TC-005573 | 2FA1C14 | 1 | EA | 504
PETE | 6006883 | 10.511.381 | THERMOCOUPLE, TYPE "E", 12-1/2", DUAL ELEMENT. | 203BFCM001 | 3-1 PULVERIZER *** CONFINED SPACE ENTRY *** *** FOR PYRITE SECTION ONLY - SEE NOTES PAGE 6 *** | 3050-3-EE-1-12.50-0 | 4FA3H2 | 3 | EA | 815.52
PETE | 6105209 | 10.511.382 | THERMOMETER, AMERICAN MODEL 4-1/2 - 6170TW, RANGE 40 DEG TO 240 DEG F IMMERSION LENGTH 4 1/2" WITH 5' BRONZE LINE AND TUBE, FITTED WITH 1165 ELECT. CONTACTS, PETE 1 BOILER FEED PUMP WATER INJECTION. | 202BFCNI00 | UNIT 2 BOILER FUEL SYSTEM INSTRUMENTS AND DEVICES INCULDES ALL BOILER FUEL SYSTEM MEASURING, INDICATING, RECORDING OR CONTROLLING INSTRUMENTS. |  | 1FA4G2 | 1 | EA | 1707.3
PETE | 6001928 | 10.511.385 | THERMOMETER, CAPILLARY DIAL TYPE, ASHCROFT #600-A-02-C12-B01-A1-L07-CE-XX SKALA 0/120 C - 20/40F FOR WORKING OIL INLET, LUBE OIL INLET & OUTLET, BEARING 3/4 & 8/9 PT#MM0012988 USED ON VIBRATION MONITORS FOR 4-2 MOTOR DRIVEN BOILER FEE |  |  | MM0012988 | 2FA21G32 | 1 | EA | 2144.77
PETE | 5513156 | 10.511.387 | THERMOMETER, 50-300 DEG. F, FOR PETE ABB C-E SVCS. COAL PULVERIZERS, MOTORS & INSTRUMENT CONTROLS. | 203BFCM001 | 3-1 PULVERIZER *** CONFINED SPACE ENTRY *** *** FOR PYRITE SECTION ONLY - SEE NOTES PAGE 6 *** | MP-4555 | 1FA12E2 | 4 | EA | 608
PETE | 5004715 | 10.511.396 | THERMOSTAT, PILOT DUTY, SPST, FOR IMMERSION HEATER, 150-550 DEG, F RANGE, FOR PETE 2 & 3. | 203RFBFLO1 | 3-1 BOOSTER FAN LUBE OIL SYSTEM | 1004218 150-550 F | 2FA1E12 | 1 | EA | 355
PETE | 5706153 | 10.511.403 | TIE ROD, TA6307RA | 204RWCB06A | CO-6A RADIAL STACKING CONVEYOR. | 906109 | SB1MD7 | 1 | EA | 175
PETE | 5605151 | 10.511.408 | TIMER, 0-10 MIN, 115VAC, FOR AUTO TIMING & CONTROLS, MODEL PETE 4, SYSTEM ASH CONTROL MANUFACTURER PART NO = 321B014A08H1XX |  |  |  | 2FA23C21 | 1 | EA | 112.19
PETE | 6623671 | 10.511.411 | TIMER, SPARES, SEQ. #89M8, CAT. #U6014AHXP0002 FOR UNIT 4 TURBINE 170X755. |  |  |  | 2FA25E47 | 1 | EA | 248
PETE | 5002552 | 10.511.417 | TIMER, RAPPER CONTROL PANEL, FOR PETE #2 & #4 ELECTROSTATIC PRECIPITATORS. | 204ENPRCP2 | UNIT 4 PRECIPITATOR 4-2 (NORTH) INCLUDES CONTROLS, TR SETS, VIBRATORS, RAPPERS, DOORS, LOCKS AND HIGH VOLTAGE BUSHINGS. *******CONFINED SPACE SEE NOTES PAGE 6******* | RR1362 | 2FA21C11 | 1 | EA | 1127.5
PETE | 5305949 | 10.511.424 | TIP, BURNER, COAL NOZZLE ASSEMBLY, RA253 MATERIAL, W/ HARDFACING ALONG LEADING EDGE OF SPLITTER PLATE, FOR ALL CORNERS, USED ON PETE #4 LOW NOX BOILER. | 204BFCBB00 | B CORNER BURNERS, TILTS, LINKAGE, AND DRIVE UNIT | IG03541-FB-HF1 | SB1PD5 | 7 | EA | 43953.84
PETE | 5305562 | 10.511.427 | TIP, NOZZLE, 3 PC. AIRTIP ASSEMBLY, SOFA #2 & #4, 309SS, FOR PETE #2 ABB C-E SVCS. BOILER FUEL BURNERS. | 202BFCBB00 | B CORNER BURNERS, TILTS, LINKAGE, AND DRIVE UNIT | IG00874 | SB1PC2 | 12 | EA | 47538
PETE | 5304873 | 10.511.429 | TIP, ADJUSTABLE OIL NOZZLE, 309 SS, FOR COMPARTMENT #7, USED ON PETE #3 & #4 ABB C-E SVCS. BOILER IGNITION SYSTEMS. | 203BFCBA00 | A CORNER BURNERS, TILTS, LINKAGE, AND DRIVE UNIT | 903-4176-3-FA | SB1PD8 | 9 | EA | 23211.3
PETE | 5012734 | 10.511.440 | RELAY, OVERLOAD SSOL NEMA SIZE 2 120VAC, C440 (9-45A) | 203MCCFF3A | UNIT 3 BAGHOUSE, 480 VOLT MCC FF-3A, SEC.1/1200 AMP., SEC. 2/8-600 AMP., 65,000 AMP. SHORT CIRCUIT RATING. MAIN INCOMING FROM 480 VOLT SWGR. BUS FF3A, CUBICLE 4B | AN19DN0A5E045 | 4FA2F4 | 1 | EA | 419.84
PETE | 5404878 | 10.511.442 | STARTER, CONTACTOR, ALLEN BRADLEY SERIES K, FOR PETE #3 COPES VULCAN SOOTBLOWERS & PETE WATER TREATMENT WASTE PUMPS. |  |  | 509-BOD103 | 2FA7H26 | 2 | EA | 815.14
PETE | 5216401 | 10.511.443 | STARTER, NEMA SIZE 0, SERIES A1 18A, 1 PHASE CUTLER-HAMMER # B10BNOF FOR UNIT 3 & 4 SEAL WATER SYS. 120V. 60CY COIL. | 204PRCP200 | UNIT 4 PRECIPITATOR INSTRUMENTS ( 4-2 NORTH ) INCLUDES ALL PRECIPITATOR INSTRUMENTS MEASURING, INDICATING, RECORDING AND CONTROLLING INSTRUMENTS. | B10BNOF | 2FA9D11 | 1 | EA | 110.05
PETE | 5604176 | 10.511.477 | STEM, PLUG FOR FISHER CONTROL VALVE MODEL 667, SIZE 40 MFG PART # 12A9198X012 S/N 9303655 | 204BFVT002 | STV 2 IGN FUEL OIL TRIP VV | 12A9198X012 | 2FA25E2 | 1 | EA | 315
PETE | 5005744 | 10.511.497 | STRAINER, PUMP, LOWER, FOR PETE #4 IUCS/CSI THICKNER SUMP PUMP, WARMAN PUMPS MODEL 150SV-SPR. | 204RBSU101 | P410-1 DISPOSAL AREA DRAINAGE SUMP PUMP AND MOTOR LOCATED OUTSIDE BY #4 RETURN TANK | SPR15116R10-L | SB3B1A1 | 1 | EA | 779.1
PETE | 5012588 | 10.511.503 | 2 POINT GROUND STRAP FOR RAPPER, USED ON UNIT 4, 2014, E.S.P. UPGRADE. RAPPER PARTS. | 204ENP0000 | UNIT 4 PRECIPITATORS (PARENT) INCLUDES CONTROLS, TR SETS, VIBRATORS, RAPPERS, DOORS, LOCKS AND HIGH VOLTAGE BUSHINGS. *********CONFINED SPACE SEE NOTES PAGE 6********* | 40278 | 2FA4F37 | 10 | EA | 92.4
PETE | 5002872 | 10.511.540 | TRIP UNIT, WESTINGHOUSE AB DE-ION, HLB FRAME, CAT. #HLB 3350 T, STYLE 5680DD4G29, RATING 350A - 40 DEG.C MAG TRIP ADJ. 1750A-3500A FOR UNIT 3 PRECIPITATOR. | 203AHTA000 | UNIT 3 TOP ASH SYSTEM | 5680DD4G29 | 2FA7F43 | 2 | EA | 996.5
PETE | 5601132 | 10.511.542 | TRNSFORMER, TYPE E184B .1 KVA PRIMARY VOLTS 105-130 SECONDARY VOLTS 220V PRIMARY AMPS .96-.77 SECONDARY AMPS .45 USED ON MDBFP 4-2 GEARED VARIABLE SPEED COUPLING, PETE #4. |  |  |  | 2FA20I29 | 2 | EA | 793.68
PETE | 5309251 | 10.511.561 | TUBE, SEAMLESS, 2-1/2" OD X .280" MWT, GRADE T22HF, FOR PETE #3 BOILER. |  |  |  | SB3I1H1 | 22 | FT | 502.48
PETE | 5309232 | 10.511.562 | TUBE, SEAMLESS, SUPERHEATER, FINISHING, 2" OD X .240" MWT, SA-213, GRADE TP347H, FOR PETE #2 & #3 BOILERS. |  |  | 2.000-240-213-TP347H | SB3I2G2 | 93 | FT | 3427.98
PETE | 5309265 | 10.511.570 | TUBE, SEAMLESS, 2-1/8" OD X .400" MWT, SA-213, GRADE T22, FOR PETE #3 BOILER. |  |  | 2.125-400-T22HF | SB3I1E1 | 57 | FT | 3844.72
PETE | 5309253 | 10.511.571 | TUBE, SEAMLESS, 2" OD X .220" MWT, SA-213, GRADE T11, FOR PETE #3 BOILER. |  |  | 2.000-220-T11HF | SB3J1D1 | 75 | FT | 966.75
PETE | 5302571 | 10.511.578 | LANCETUBE ASSY, FOR PETE #1 IR WALL BLOWER #38, PER C-B CONTRACT #Q-4720201. | 201BSSBR38 | IR-38 3RD ROW WALL SOOTBLOWER, 6TH FLOOR. | CE-4720201-30 | SB5A4A5 | 1 | EA | 415
PETE | 5503769 | 10.511.581 | SIGHTGLASS, TUBE, OIL GAUGE, FOR PETE & EWS ABB C-E SVCS. COAL PULVERIZERS. | 203BFCM001 | 3-1 PULVERIZER *** CONFINED SPACE ENTRY *** *** FOR PYRITE SECTION ONLY - SEE NOTES PAGE 6 *** | MP-8684 | 1FA13C32 | 4 | EA | 109.4
PETE | 5004385 | 10.511.584 | TUBE, CERAMIC INPUT, FOR PARTICLE SIZE MONITOR ARMCO AUTOMETRICS, MODEL PSM400, SER NO = 4069 | 203RPPSM00 | UNIT #3 BALLMILL PARTICLE SIZE MONITOR DENSITY AND GRIND SIZE DEVICE AND TRANSMITTER. | 600026-101 | 2FA16H20 | 1 | EA | 546
PETE | 5711200 | 10.511.585 | TUBE, COMBINING, EXHAUSTER, W/ 6" THROAT, FOR 8" JETPULSION PUMPS{3-1602-122 & -106}, USED ON PETE BOTTOM ASH SYSTEMS, PER UC PO 54674-4. | 203AHEA000 | "A" ASH HOPPER HYDRO-EJECTOR LOCATED AT "A" ASH HOPPER AT BOTTOM OF DOGHOUSE | 16154-60 | SB1RF3 | 4 | EA | 4871.78
PETE | 5005146 | 10.511.598 | TURBINE, REMOVABLE, KEYED, FOR MECHANICAL MIXER CHEMINEER MIXERS, MODEL 7-HTD-25, SIZE/DESC PETE 4 MANUFACTURER PART NO = 5012-9300-1 | 204RPRFMX1 | REAGENT FEED TANK MIXER MX-404-1 | RC# 5012-9300-1 | SB1GF10 | 1 | EA | 6166.93
PETE | 5305234 | 10.511.615 | VALVE ASSEMBLY, BLV 22-RR-C1-HM-16-00-SP, FOR PETE 3 BURNER ISOLATION VALVES. | 203BFCBA00 | A CORNER BURNERS, TILTS, LINKAGE, AND DRIVE UNIT | V635958.B01 | SB1KE8 | 0 | EA | 0
PETE | 5305097 | 10.511.623 | BALL VALVE REPAIR KIT FOR 2" JAMESBURY BALL VALVE (#V00-6450 & V00-9249), USED ON PETE 1,2,3,4 BOILER IGNITION SYSTEM. | 203BFOS000 | UNIT 3 BOILER IGNITION SYSTEM | V00-10163 | 2FA11E18 | 2 | EA | 143
PETE | 5203266 | 10.511.631 | KIT, REPAIR, FOR VACUUM PUMP SOLENOID VALVE ASCO, MODEL 8342A1, TYPE/SIZE UNIT 2 MANUFACTURER PART NO = 208-048 | 203AHVY201 | COV-2020-1, 3-1 PYRITE JET PULSION PP SUPPLY VV. | 208-048 | 1FA10I55 | 2 | EA | 144
PETE | 5613331 | 10.511.632 | REPAIR KIT, P/N RV100X00C52 FOR FISHER 4" V100 VALVE W/TCM BALL FIELD, S/N7900643, FOR 4DOV-20A THRU 4DOV-20F PETE #4. |  |  | RV100X00C52 | 2FA23I3 | 3 | EA | 279.48
PETE | 5305972 | 10.511.634 | KIT, VALVE REPAIR, OIL FLOW CONTROL VALVE, INCLUDES GASKET SET, PLUG/STEM M-FORM, SEAT RING, ST RG RET/BUSH ASSEMBLY, ITEM #C03, FOR WARMUP GUN VALVE, USED ON PETE #3 OIL IGNITION SYSTEM. | 203BFWGL01 | WARM-UP OIL GUNS 1/2 LEVEL | 4540-220-18-KA | 1FA6A3 | 1 | LT | 1031
PETE | 5008546 | 10.511.635 | KIT, VALVE REPAIR, COMPLETE W/ UHMWPE CAVITY FILLED SEATS, BODY SEALS, BOTTOM PLUG SEAL, TAB WASHER, SEALMASTER 17-4 STEM & GRAPHOIL PACKING, FOR 4" GGOSCO VALVES, USED ON PETE #4 SCRUBBER QUENCHER BLOW-DOWN VALVES & SULFITE RECIRC VALVE. | 204RDBDQ0A | A QUENCHER BLOWDOWN VALVE LCV-308A #4 SCRUBBER PUMPHOUSE MEZZ LEVEL | RPK-09-S7-OTHGRA | 2FA15D30 | 4 | EA | 3112
PETE | 5610385 | 10.511.640 | SWITCH, PRESSURE, SQUARE D CLASS 9012 TYPE GAW-25, RANGE 3-150 PSI, 6-30 PSI ADJ DIFFERENTIAL, DPDT, 600V, 10 AMP CONTACTS, 1/4" NPTF, AIR, WATER & OIL, SQUARE D MODEL 9012-GAW25. |  |  | 9012-GAW25 | 1FA6D8 | 2 | EA | 740.63
PETE | 5610296 | 10.511.641 | SWITCH, PRESSURE, STATIC-O-RING, RANGE 50" W.C.VAC-50" W.C. (INTERNAL ADJUSTMENT W/ REFERENCE DIAL) WELDED 316SST DIAPHRAGM, W/ 1/2" NPT(F) 316 SST CONN, NEMA 4X FOR FURNACE PRESSURE SWITCHES, UNIT #3 |  |  | H100-532 | 2FA7B1 | 1 | EA | 577
PETE | 5610303 | 10.511.646 | SWITCH, PRESSURE, RANGE- 3-12 IN, USE- DRAFT MONT |  |  | 1638-10 | 2FA8C2 | 2 | EA | 150.74
PETE | 5702899 | 10.511.648 | SWITCH, PRESSURE, RANGE, 30" HG, 20PSI, 25PRF, UNITED ELECTRIC CONTROLS SWITCH TYPE J6, MODEL 134, STOCK 9547, FOR PETE #2 & EWS #7 ASH SYSTEMS, PER UC PO 54674-4. | 203AHBHH0A | UNIT 3 (A) BOTTOM ASH HOPPER ***CONFINED SPACE ENTRY*** ***SEE NOTES PAGE 6*** | 353302-1 | 1FA3F21 | 2 | EA | 668
PETE | 5610072 | 10.511.649 | SWITCH, PRESSURE, MFG BY STATIC O RING MODEL #4NN-T5-N1-B1A. TO 50 LBS. .4 TO 1.2 LBS. DIFF. MAX SUBSTAINED PRESS. 750 LBS., 15 AMP 480 VOLT AC SPDT SCREW TERMINALS. | 202CSHDP01 | 2-1 HEATER DRAIN PUMP | 4NN-T5-N1-B1A | 2FA7A2 | 2 | EA | 648.27
PETE | 4004094 | 10.511.658 | SWITCH, SELECTOR, WATERTITE NEMA 3, 4,12, 3-POSITION, 2-CIRCUIT, 3/4" HUB SIZE, FOR PETE #3 & #4 IUCS/CSI PUMP & MOTOR CONTROLS. {NOTE: PLATE MARKED AS SUCH (JOG-OFF-AUTO)} | 203RWPM000 | PUG MILL | MC21273 | 1FA4G14 | 2 | EA | 1523.8
PETE | 5706813 | 10.511.665 | SWITCH, TEMPERATURE, 30" HG-20 PSI, USED ON PIN PADDLE MIXER/UNLOADER FLUIDIZING BLOWERS. | 203AHFBS01 | 3-1 SILO FLUIDIZING BLOWER | 340913-1 | 2FA6A22 | 1 | EA | 330
PETE | 5711346 | 10.511.669 | SWITCH, TIMER, SNAP ACTION, FOR PETE #3 BOTTOM ASH CONTROLS, PER UCC PO 54674-4. | 203AHBHH0A | UNIT 3 (A) BOTTOM ASH HOPPER ***CONFINED SPACE ENTRY*** ***SEE NOTES PAGE 6*** | 42004-2 | 1FA5F21 | 7 | EA | 317.56
PETE | 5711816 | 10.511.715 | TEE, (1 FT 1 1/2" BRANCHES) W/ROTATING FLGS., 17 1/2" B.C., 12 HOLES AT 7/8" DIA. SEE POS. 50, LINED W/12" ID ABRESIST, REF DETRICK DWG #AB-0055, UNIT #3 BOTTOM ASH LINE. | 203AHPGD00 | WET ASH DISCHARGE PIPING TO ASH POND AND DEWATERING BINS. |  | SB1QB11 | 1 | EA | 975
PETE | 5003647 | 10.511.717 | TEE, FIBERGLASS, 10", BELLED, ABCO P150. | 203RMPGTOA | "A" MODULE TRAPOUT TRAY PIPING AND VALVES. |  | SB3F1C2 | 1 | EA | 127.7
PETE | 5706513 | 10.511.733 | TENSIONER, ASSEMBLY, BELT SCRAPER, STAINLESS STEEL #2, FOR PETE BY-PRODUCTS CONVEYOR BELTS. | 203RWCB01A | CO-1A FILTER DISCH CONVEYOR |  | SB3B2A5 | 4 | EA | 5350.11
PETE | 5711767 | 10.511.746 | VALVE, DIAPHRAGM, 1/2", RELIEF, FOR PETE #3 & #4 PRECIPITATOR HOPPERS & NUVA FEEDERS. | 203AHFFA01 | A-1 PRECIP HOPPER AND NUVA FEEDER | 16-002-006 | 1FA3H16 | 4 | EA | 1579.38
PETE | 3908560 | 10.511.753 | VALVE, GATE, SIZE/CONN - 1 1/2" NPT, RATING - 800, BODY/TRIM - SA-105/SS, ASME/ANSI B16.34. | 203AHFFA01 | A-1 PRECIP HOPPER AND NUVA FEEDER | 12111 | 1FA10K14 | 4 | EA | 503.01
PETE | 3908023 | 10.511.757 | VALVE, 3/4" GATE, 125# BRASS, RS SCREWED. | 203AHASSTR | ASH SLUICE PUMPS SUCTION STRAINER | 0.75-428 | 1FA10J9 | 2 | EA | 60.22
PETE | 5706869 | 10.511.758 | VALVE, SLIDE GATE, 12" DIA., 316 SS BODY WITH ANSI 150# DRILLING, 316L SS GATE, PTFE SEATS WITH EPDM O-RINGS, TWIN PACK PACKING WITH PTFE SCRAPER, USED ON PETE 3&4 MAIN SILO FLY ASH ISOLATION VALVE. | 203AHFU031 | 3-1 ROTARY DUSTLESS UNLOADER | 706279 | SB1ID8 | 1 | EA | 22304
PETE | 5004018 | 10.511.769 | GATE, VALVE, KNIFE, CLARKSON 4" KGA, 17-4 PH STAINLESS STEEL, FOR PETE #3 SCRUBBER WASTE SLURRY PUMPS. | 203RDPGUF0 | UNDERFLOW PIPING **** SEE EQUIPMENT NOTES PAGE #6 **** ** NUCLEAR DENSITY GAGE ATTACHED TO PIPING ** | 3310.11 | SB3E2D2 | 4 | EA | 528
PETE | 5711849 | 10.511.771 | VALVE, KNIFEGATE, 8", LINED VALVE FIG.65, DI BODY, URETHANE LINED, RESILIENT SEAT, W/ HANDLE, FOR PETE BOTTOM ASH SYSTEMS, PETE IUCS/CSI RECLAIM WATER PUMPS & PETE SCRUBBER MILL SLURRY TANKS. | 203AHBAW00 | UNIT 3 BOTTOM ASH SYSTEM BOILER SEAL TROUGH AND WEIR WATER SYSTEM AND ASSOCIATED EQUIPMENT | KUL,8,MU,F1,DI,SMP,S2,EU,MN-HD16-C | SB1BC3 | 2 | EA | 7856.63
PETE | 5711708 | 10.511.772 | VALVE, KNIFE GATE, FABRI 12", #C37R, 304SS, W/DOUBLE ACTING CYLINDER, TEFLON PACKING, CHEST BUTTONS, CENTERLINE BUTTONS. FOR AG-9 & AG-10 450CV5060, | 203AHVYG09 | COV-2048 "AG-9" VALVE FOR ASH GOING TO IUCS. | 12''/C37R | SB1BF2 | 2 | EA | 5555.78
PETE | 5003973 | 10.511.774 | VALVE, KNIFEGATE, 3" CLARKSON, W/ D.I. BODY, 316 SS GATE, GUM RUBBER SLEEVES & MANUAL HANDWHEEL, FOR PETE #3 & #4 SCRUBBER HYDROCLONES. | 203MSH0003 | UNIT 3 MILL SLURRY HYDROCLONE #3 | 9213363 (030-KGN-MSU ?) | SB1BE1 | 1 | EA | 2205.5
PETE | 5004026 | 10.511.776 | VALVE, KNIFEGATE, 6", LVC FIG. 65 FEAT DUCTILE IRON BODY, 316 SS GATE, URETHANE LINED, W/ HANDWHEEL, FOR PETE #3 IUCS THICKENER UNDERFLOW PUMPS. | 203RDPGBW0 | BACKWASH PIPING | KGV-060-65-MHX | SB1CC4 | 2 | EA | 5014.7
PETE | 5009170 | 10.511.777 | GATE, VALVE, KNIFE, 8" CLARKSON KGD, C-276 HASTALLOY, FOR PETE #1 & #2 SCRUBBER PUMP SUCTION & DISCHARGE VALVES. | 203RWFP02A | P2A FILTER FEED PUMP AND MOTOR (EAST PUMP) | 7490.6 | SB3E2D3 | 3 | EA | 4797
PETE | 5711979 | 10.511.778 | VALVE, KNIFEGATE, 12", UNI-DIRECTIONAL, 316SS LUG BODY, GATE & SEAT, 304 SS GLAND BODY, BRIDGE & SPINDLE, DI HANDWHEEL, FOR PETE #3 & #4 PRECIPITATOR ASH HOPPERS. | 203AHFFA01 | A-1 PRECIP HOPPER AND NUVA FEEDER | KGV 170-120-952-MHX | SB1BC4 | 3 | EA | 7925.41
PETE | 5005919 | 10.511.782 | VALVE, PINCH, 4", RKL MODEL LHW, W/ GUM RUBBER SLEEVE, FOR MANUAL OPERATED VALVE, USED ON PETE #3 & #4 IUCS/CSI VACUUM FILTERS. | 203RWPGF00 | FILTRATE PIPING | U30035-06-01 | SB1BD1 | 2 | EA | 4285.46
PETE | 3911020 | 10.511.784 | VALVE, PLUG, SIZE/CONN- .25 MANUFACTURER PART NO. = 7605 | 204RWFAFS0 | FLYASH DAY TANK ROTARY FEEDER & AIR SLIDE SYS | 7605 | 1FA10F66 | 4 | EA | 112.76
PETE | 5721157 | 10.511.789 | VALVE, RELIEF, POPOFF, 3", BRASS, SET PRESSURE - 14 LBS., FOR PETE #4 IUCS/CSI FLYASH BLOWER (DUCON). | 204RWFAB00 | NORTH FLY ASH BLOWER (DUCON) AND MOTOR | 700835 | 1FA6G21 | 1 | EA | 521
PETE | 5004625 | 10.511.795 | VALVE, RELIEF, FISHER CONTROLS TYPE 289L, #289H-3 (A1126), RANGE- 1.75 - 7 PSI, FOR PETE #3 & #4 IUCS/CSI VACUUM FILTER BLOWERS. | 203RWVFFL1 | FL-1 VACUUM FILTER ***CONFINED SPACE ENTRY*** ***SEE NOTES PAGE 6*** | 515093 | SB3C1B7 | 1 | EA | 600.61
PETE | 5004714 | 10.511.796 | VALVE, RELIEF, 1", 300#, R.F. FLANGED CONNECTION, SET @ 50 PSI, CAST IRON BODY, STANDARD PISTON, 30-100 PSIG RANGE, FOR PETE 2 & 3. | 203RFBFLO1 | 3-1 BOOSTER FAN LUBE OIL SYSTEM | VJF-5BR-WS | 2FA1D35 | 1 | EA | 205.21
PETE | 5009946 | 10.511.806 | VALVE, SOLENOID, TYPE 81AR42-W, 120 VOLT, 60 HZ, 25 WATT, 110 PSI, USED ON PETE 4 OXI AIR QUENCH WATER. | 204SOV353A | SEAL WATER SOLONOID OPERATED VALVE | 18AR42-W | 2FA17D22 | 2 | EA | 635.72
PETE | 5012915 | 10.511.815 | VALVE, SOLENOID, CONTROL N1 24VDC, FOR INGERSOLL RAND MODEL HL4001S00AA, USED ON PETE 2&3 BAGHOUSE INSTRUMENT AIR DRYERS. | 203BCOMP01 | UNIT 3 FABRIC FILTER COMPARTMENT #1, CONTAINS 34 ROWS OF 40 FILTER BAGS SUPPORTED ON WIRE CAGES, TOTAL OF 1360 BAGS. BAGS ARE 29.75' LONG, 5" DIAMETER. COMPARTMENTS ARE NUMBERED SO. TO NO., EAST TO WEST, S.E. IS #1, N.E.. IS #2. 2PI-FF-1801 DIFF.PRESS.GA | 633658 | 2FA4E33 | 4 | EA | 312
PETE | 5012892 | 10.511.816 | VALVE, DOUBLE SOLENOID, 125 VDC, 1/4" NPT, USED ON FOSTER WHEELER P.J.F.F. (BAGHOUSE) INLE DAMPER ACTUATOR. | 203BA3101Y | UNIT 3 FABRIC FILTER - COMPARTMENT 1, INLET DAMPER, ,EFFOX LOUVER DAMPER, 3BA3101Y; 3ZS-BA-3101O-OPEN LIMIT SW. 3ZS-BA-3101C-CLOSE LIMIT SW. 3SV-BA-3101O-OPEN SOV 3SV-BA-3101C-CLOSE SOV NORGREN 10 X 12 CYLINDER PART #'S LISTED IN NOTES | HCL8551G418MO | 2FA21D2 | 2 | EA | 600
PETE | 5503896 | 10.511.824 | VALVE, SOLENOID, W/ PILOT, PURGE AIR, 3-WAY, 1/2" NPT, 24 VAC COIL, FOR CAMM SYSTEM SV 1A&1B, USED ON PETE 2&4 ABB C-E SVCS. COAL PULVERIZER PRIMARY AIR FLOW DUCTS. | 204BFCM001 | 4-1 PULVERIZER *** CONFINED SPACE ENTRY *** *** FOR PYRITE SECTION ONLY - SEE NOTES PAGE 6 *** | VSG-3503-19-155-243-263-A024 | 1FA13D5 | 2 | EA | 1718
PETE | 5008265 | 10.511.828 | VALVE, SOLENOID, 24VDC, SS, 3-WAY, 1/4", FOR PETE CEMS KVB MONITORING SYSTEMS. | 203ENEM00B | UNIT 3 SCRUBBER SO2,CO2,NOX BACK-UP C.E.M. INCLUDES SO2,CO2,NOX ANALYZERS, SAMPLE SYSTEM, DATA LOGGERS, PROBE CONTROLLER, FLOW TRANSDUCER, AND PRINTER. | 8320G202 | 1FA1A8 | 6 | EA | 592.38
PETE | 3914867 | 10.511.829 | VALVE, SOLENOID, 120V COIL, USED ON PETE 4 POWDEX. |  |  | 8344A076 | 1FA10C34 | 1 | EA | 2554
PETE | 3914059 | 10.511.834 | VALVE, SOLENOID, SIZE PORTS- 3/8 VOLTS/AMPS- 115AC/.12A, ROSS MFG PT # = 2776B3003, FOR PULVERIZER S GATES, EXHAUSTER DISCHARGE GATES. | 203BFPG001 | 3-1 MILL MULTIPORT ASSEMBLY & DISCH VALVES | 2776B3003Z | 1FA10C26 | 2 | EA | 1151.67
PETE | 5004728 | 10.511.836 | VALVE, SWING CHECK, .1.5", 300# R.F. FLANGE CONNECTION, 316L S.S. BODY AND TRIM, BOLTED BONNET (CAST) USED AT PETE 2 & 3. | 203RFBFLO1 | 3-1 BOOSTER FAN LUBE OIL SYSTEM | 2346FM0TXXX | 2FA1D19 | 1 | EA | 428.57
PETE | 5002409 | 10.511.860 | TRANSFORMER, #56299-L1 400-80V 25 KVA 60 CPS FOR PRECIPITATOR CONTROL CABINET UNIT 3. | 203ENPRCP1 | UNIT 3 PRECIPITATOR 3-1 (SOUTH) INCLUDES CONTROLS, TR SETS, VIBRATORS, RAPPERS, DOORS, LOCKS AND HIGH VOLTAGE BUSHINGS. ***** CONFINED SPACE/SAFETY SEE NOTES PAGE 6 ***** | 56299-L1 | 2FA6E5 | 4 | EA | 64.96
PETE | 6106641 | 10.511.866 | TRANSFORMER, DIFFERENTIAL, PT.#608B022U01, UNIT 3 BOILER CIRC. PUMP COOLING WATER FLOW INDICATORS. |  |  |  | 1FA4E17 | 1 | EA | 366.26
PETE | 6002577 | 10.511.867 | TRANSFORMER, ISOLATION, (ADJ ZERO SPAN) G.E. CAT. #4578K60G701 FOR G.E. TYPE 550 MV/1 TRANSMITTER, USED ON UNIT #2. |  |  |  | 2FA17E44 | 1 | EA | 163.49
PETE | 5012580 | 10.511.885 | CONTROL TRANSFORMER, USED ON UNIT 4, 2014, E.S.P. UPGRADE. RAPPER CONTROLLER PARTS. |  |  | H14296 | 2FA21C31 | 2 | EA | 2090
PETE | 5403836 | 10.511.886 | TRANSFORMER, CONTROL POWER, DRY TYPE, ENCAPSULATED CORE & COIL, FOR PETE #2 & #3 G.E. MOTOR CONTROL CENTERS, MODEL IC7700. |  |  | E250TH | 2FA7A21 | 1 | EA | 74.61
PETE | 5304165 | 10.511.887 | TRANSFORMER, IGNITION, 110VAC/60 PRIMARY, 10KVAC SECONDARY, FOR PETE, EWS & HTP ABB C-E SVCS. BOILER BURNERS PILOT TORCH CONTROL CABINETS. | 204BFIGL01 | LEVEL 1/2 IGNITORS INCLUDES A,B,C AND D CORNERS | C33-00218 | 1FA6H10 | 5 | EA | 746
PETE | 5007323 | 10.511.893 | TRANSFORMER, CURRENT 400/5 BP040 PT #0144D2654G006 FOR SWITCHGEAR, 4160 VOLT MODEL #0315A1149-001 RC #190-2256 SEQ #10 PETE 4 SO2. |  |  | 0144D2654G006 | 4FA3G15 | 2 | EA | 839.46
PETE | 5002753 | 10.511.894 | TRANSFORMER, CONTROL, CURRENT RATIO 300/5 50-125 CPS, FOR PETE #3 PRECIPITATOR CONTROL CABINET. | 203ENPRCP1 | UNIT 3 PRECIPITATOR 3-1 (SOUTH) INCLUDES CONTROLS, TR SETS, VIBRATORS, RAPPERS, DOORS, LOCKS AND HIGH VOLTAGE BUSHINGS. ***** CONFINED SPACE/SAFETY SEE NOTES PAGE 6 ***** | 56296-L2 | 2FA6F3 | 1 | EA | 167
PETE | 5305239 | 10.511.898 | TRANSFORMER, BURNER, T1, CRAMER A199A, 115/230 PRIMARY W/ 26/325 SECONDARY VOLTS, ABB C-E DWG. #D-20-0-0163, FOR EWS #7 & PETE #3 & #4 BOILER IGNITION OIL IONIC FLAME MONITORS. | 203BFIGL01 | LEVEL 1/2 IGNITORS INCLUDES A,B,C AND D CORNERS | C33-33112 | 1FA6G3 | 3 | EA | 325.38
PETE | 5216300 | 10.511.900 | TRANSFORMER, SER. 107340-73, SORGEL CAT. #30T3H, 30 KVA, 60 HZ, TYPE SO, %IZ 3.8, CLASS AA, INSUL. CL. H. HV AMPS 36, HV 480, LV AMPS 83, LV 208Y/120 FOR USE ON UNIT 3 & 4 SEAL WATER SYSTEM |  |  | 30T3H | SB1EF9 | 1 | EA | 644.94
PETE | 5216383 | 10.511.901 | TRANSFORMER, DRY-TYPE DISTRIBUTION , 240/480 PRIMARY, 120/240 SECONDARY 5KVA, #T-2-53014-S FOR UNIT 3 & 4 SEAL WATER SYSTEM. | 266CBCN000 | B COAL SYSTEM CONTROLS ***** SEE EQUIPMENT NOTES PAGE 6 ****** * CUTTING AND WELDING PERMIT REQUIRED * | T-1-53014 2 | 2FA8G3 | 1 | EA | 371.25
PETE | 6001001 | 10.511.916 | TRANSMITTER, PRESSURE, ROSEMOUNT 3051 COPLANER, DIFFERENTIAL, 0 TO 25 H2O, 4-20 Ma (ASSEMBLED W/MANIFOLD) |  |  | 3051CD1A02A1AH2S6B1E5M5Q4DO (T'MITTER) | SB1KD4 | 4 | EA | 10222.92
PETE | 6011055 | 10.511.917 | TRANSMITTER, PRESSURE, SMART, 0-5" TO 0-30" H2O, 4-20 MA OUTPUT, ROSEMOUNT UNILOC MODEL 3051C, FOR PETE PRESSURE DIFFERENTIAL INDICATING CONTROLS. | 201BFCM005 | 1-5 PULVERIZER *** CONFINED SPACE ENTRY * FOR PYRITE SECTION ONLY *** *** SEE NOTES *** | 3051CD1A22A1AE5 | 4FA3F18 | 1 | EA | 2174.82
PETE | 6001595 | 10.511.918 | TRANSMITTER, FLOW, DIFFERENTIAL PRESSURE, RANGE -250" TO +250" H2O, 4500 PSI, OUTPUT 4-20MA, W/ DIGITAL SIGNAL BASED ON HART PROTOCOL, ROSEMOUNT UNILOC MODEL 3051CD, 45VDC MAX, FOR PETE #3 BOILER CONTROLS. |  |  | 3051CD2A02A1AH2B1E5P9 | 2FA24D17 | 2 | EA | 4387.52
PETE | 5007631 | 10.511.921 | TRANSMITTER, LEVEL, COMPLETE, FOR PETE #3 & #4 SCRUBBER CONTROLS. |  |  | 409-1030-004-00 | 4FA50B11 | 2 | EA | 3470
PETE | 5012594 | 10.511.922 | TRANSMITTER/SWITCH ASSEMBLY, USED ON UNITS 1, 3, & 4, 2014, E.S.P. UPGRADE. HOPPER LEVEL DETECTOR PARTS. | 203ENP0000 | UNIT 3 PRECIPITATORS INCLUDES CONTROLS, TR SETS, VIBRATORS, RAPPERS, DOORS, LOCKS AND HIGH VOLTAGE BUSHINGS. *********CONFINED SPACE SEE NOTES PAGE 6********* | PMT0-31NN-NN | 2FA4C31 | 2 | EA | 1463.7
PETE | 5003584 | 10.511.924 | TRANSMITTER, PRESSURE, MODEL- KA11121 RANGE- 3-15 PSI, DESC- PETE 3 | 203RIFGDI0 | UNIT #3 FGD INSTRUMENTS(PH, FLOWS, TEMP, PRESS. VIBRATION, ETC. | PTPGH7202000010 | 2FA14D35 | 2 | EA | 1605.16
PETE | 5004309 | 10.511.928 | TRANSMITTER, FOXBORO MODEL #110M, S/N 3444477, (QUOTED 11GM-CS), 316 S.S.,SPAN LIMITS 40-400 PSI, AIR SIGNAL 3-15 PSI OUTPUT, 1/4" NPT, USED ON PETE#3 SCRUBBER REHEATER CONDENSATE SYS. SYS. |  |  | 110M | 2FA23D11 | 1 | EA | 944.34
PETE | 5006853 | 10.511.932 | TRANSMITTER, PETE 4, POTENTIOMETER, FOR ROCHESTER INSTRUMENTS SYS, MODEL SC4300RXP, RANGE 0-1K OHM, OUTPUT 4-20MA, 10.5-80VDC, MANUFACTURER PART NO= SC-4300R-XP |  |  | SC-4300R-XP | 2FA19A15 | 1 | EA | 495
PETE | 5607471 | 10.511.937 | TRAIC, (SC45D) C-V P/N 92463, FOR SOOT BLOWER CONTROL PANEL (TSDGC) C-V JOB #7330-31396 PETE #3. |  |  | 92463 | 2FA15E13 | 1 | EA | 22.83
PETE | 5008600 | 10.511.945 | WHEEL, AIR CAULKING, .2500 NYLON W/ALUMINUM HUB, FOR ALL 4 FILTER DRUMS FOR PETE 3 IUCS. | 203RWVFFL1 | FL-1 VACUUM FILTER ***CONFINED SPACE ENTRY*** ***SEE NOTES PAGE 6*** | P009006-009-106-150 | 2FA19E42 | 4 | EA | 168
PETE | 5305520 | 10.511.946 | WHEEL, NOZZLE SUPPORT, FOR PETE #3 ABB C-E SVCS. BOILER IGNITION SYSTEMS. | 203BFCBA00 | A CORNER BURNERS, TILTS, LINKAGE, AND DRIVE UNIT | 902-0220-AA | 1FA6F11 | 5 | EA | 169.39
PETE | 5006202 | 10.511.951 | WIPER, SEAL, FEED PIPE (SPOUT), FOR PETE SCRUBBER #5 LIMESTONE BALL MILL. | 204BMS0000 | BALLMILL SYSTEM 44-05 | 3046170-SLC1 | SB3A1A1 | 1 | EA | 652.03
PETE | 6626173 | 10.511.976 | LOCKWIRE, OF HYD. SEAL CASING BOLT, FOR G.E. COMPANY, S/N 170X583 TURBINE,AREA PETE 3 MANUFACTURER PART NO = 181A8736P0002 | 202TG00000 | UNIT 2 TURBINE/GENERATOR | 181A8736P0002 | 2FA12E40 | 1 | EA | 193.84
PETE | 5706320 | 10.511.989 | YOKE, FLANGE, FOR SPICER MODEL 81547A19A INTERDRIVE, USED ON FL-1 & FL-2 VACUUM FILTERS AND 3 SCRUBBER SLUDGE DISPOSAL, MANUFACTURER PART NO. 3-2-119 |  |  | 3-2-119 | 2FA15E49 | 2 | EA | 32.82
PETE | 3907402 | 10.511.995 | VALVE W/ACTUATOR, 2" AIR OPERATED, #4FBV-AHB027A & B | 245BAOFTK3 | UNIT 3 BOTTOM ASH AREA OVERFLOW TANK, INCLUDES PIPING, VALVES, CONTROLS, INSTUMENTS. | 22-TH-200/2R3D-XX | 4FA54A4 | 1 | EA | 548.11
PETE | 3907401 | 10.511.997 | VALVE, 2" MANUAL ISOLATION, #4V-AHB794 | 245BAOFTK3 | UNIT 3 BOTTOM ASH AREA OVERFLOW TANK, INCLUDES PIPING, VALVES, CONTROLS, INSTUMENTS. | 76F-108-27 | 1FA10G62 | 1 | EA | 166
PETE | 3908004 | 10.512.028 | VALVE, KNIFE GATE, 22", PNEUMATICALLY ACTUATED INCLUDES LIMIT SWITCHES | 204BFCM001 | 4-1 PULVERIZER *** CONFINED SPACE ENTRY *** *** FOR PYRITE SECTION ONLY - SEE NOTES PAGE 6 *** | BLV 24-RR-C1-PA-16-00 | SB5 | 4 | EA | 50400
PETE | 5005425 | 10.512.032 | VALVE, POPPET, FOR LIMESTONE PREP LUBRICATING PUMP RESEARCH COTTRELL INC, MODEL 203-869E MANUFACTURER PART NO = 170-708 | 203RFBFDO1 | FD-20A, 3-1 BOOSTER FAN OUTLET DAMPER INCLUDES DRIVE UNIT, DAMPER, CHAIN AND CONTROLS *** CONFINED SPACE ENTRY *** *** SEE NOTES PAGE 6 *** | 170-708 | 4FA4E8 | 2 | EA | 7.2
PETE | 5203209 | 10.512.043 | VALVE, SPRAY, COMPLETE WITH NUTS AND GASKETS, FOR CHICAGO DEAERATING HEATER, JOB 3200, UNIT 3. MANUFACTURER PART NO. = 001-01-00-00 |  |  | H101002-S121489CHI | 2FA14G30 | 12 | EA | 2815.94
PETE | 3908724 | 10.512.047 | VALVE, BALL, 3/4 " NPT, BRONZE, W/LOCKOUT HANDLE, 600 PSI WOG, 150 PSI STEAM. | 204RWPMDC0 | PUGMILL DUST COLLECTOR (OLD DUST COLLECTION SYSTEM THAT IS NOT USED ANY LONGER, TERRY PARSONS) | 70-104-27 | 1FA10K10 | 0 | EA | 0
PETE | 3908863 | 10.512.049 | VALVE, BALL, ASH SYSTEM, 1 1/2" SW STAINLESS STEEL, 1000 PSI/WOG, USED ON PETE #4 BOTTOM ASH SYSTEM TO ISOLATE WEIR WATER FROM HEADER. | 203RBSTIU0 | IUCS BUILDING | 1.50 CF-12 | 1FA16A10 | 3 | EA | 301.8
PETE | 5706018 | 10.512.050 | VALVE, BALL, 4", 150 LB, FLG FRP 470 VINYL ESTER-GLASS BODY PTFE CAVITY FILLER SEATS-SEALS LOCKING LEVER HANDLE USED ON PETE 3&4 SILO UNLOADERS. | 203AHFSP01 | 3-1 SILO DUSTLESS UNLOADER BOOSTER PUMP | PF400-04-A-02-0 | 4FA54B5 | 2 | EA | 2896.32
PETE | 3908792 | 10.512.051 | VALVE, BALL, 2 IN, JAMESBURY NO. = 4C-2236XT | 204AHVD019 | 4-DOV-19, VALVE, ASH, 4-1 PYRITE HOLDING TANK JETPULSION PUMP WATER SUPPLY. LOCATED AT PYRITE HOLDING TANK 1ST FL. | 4C-2236XT | 1FA16G7 | 2 | EA | 495.96
PETE | 5305350 | 10.512.056 | VALVE, BALL, 1", WITH SOLENOID & ACTUATOR ASSEMBLY, JAMESBURY, VPVL200 SR4/5, FOR PETE 1,2 & 4 BOILER IGNITION SYSTEM. | 204BFOS000 | UNIT 4 BOILER IGNITION SYSTEM. | V00-6449 | 4FA56B4 | 1 | EA | 848.58
PETE | 5005794 | 10.512.059 | VALVE, BALL, 2", KTM SINGLE V, ANSI 150# 316 SS BODY, 316 SS LAMINATED SEATS, STD. BORE DESIGN, FOR DENSITY CONTROL VALVE, USED ON PETE #3 & #4 SCRUBBER LIMESTONE BALL MILLS. | 203RDVF330 | FCV 330 RECLAIM WATER TO BALL MILL | WO401-32.3L/2.0 | 4FA54B8 | 2 | EA | 6720.8
PETE | 5604908 | 10.512.065 | VALVE, BUTTERFLY, SIZE/CONN- 3", C10, MBV, LUG, EPDM, DD. 150/RBR CV, S/N 77952E | 203RMTKDRT | D MODULE RECYCLE TANK *** CONFINED SPACE ENTRY *** *** SEE NOTES PAGE 6 *** | 1030-205-130 | 4FA56A2 | 1 | EA | 748.35
PETE | 5603692 | 10.512.066 | VALVE, FISHER SERIES #9500 BUTTERFLY WAFER SIZE 6" FLANGE RATING 125# ANSIBODY IRON, STEM 316 SST 3/4" W/TFE LINED FIBERGLASS BUSHING, SEAT NITRILE DISC. ALUM. BRONZE TYPE 9510/656 S/N 300779 FOR UNIT 4 SEAL WTR. 4LCV-111A, B, C. | 204WSU111A | LCV 111A FLOC-FILTERED WATER CLEARWELL INLET VV. | C9500-822-42560 | SB3B1A3 | 1 | EA | 4639.94
PETE | 5721126 | 10.512.067 | VALVE, BUTTERFLY, 12", 300#, WAFER STYLE, 316 SS BODY & DISC, & BARE STEM, W/ RTFE SEAT, FOR PETE #2, #3 & #4 BOTTOM ASH DISCHARGE WATER SUPPLY. | 203AHPGSPD | ASH SLUICE PUMP DISCHARGE PIPING AND VALVES | 12-803-667-TT-ST2 | SB1BE3 | 0 | EA | 0
PETE | 5701214 | 10.512.071 | VALVE, BUTTERFLY, 10", WITH ACTUATOR, LIMIT SWITCH, SOLENOID, VALVE, USED ON PETE UNITS 2&3 BAGHOUSE ASH SYSTEM COMPRESSORS. | 203AHAC000 | 3FA5002C- UNIT 3 FABRIC FILTER ASH TRANSPORT AIR BLOWER, INGERSOL RAND LCD42, 2813 AFCM @ 20 PSIG DISCHARGE 3PSFA5000-OIL PRESS SW. 3TSFA5001-DISC.TEMP.TRANS. 3TSFA5002-OIL TEMP.SW. | 54674-22-204-2 | SB1BC6 | 1 | EA | 2398.76
PETE | 5004180 | 10.512.078 | VALVE, CHECK, 6", CENTERLINE, W/ CAST IRON BODY, DUCTILE IRON DISCS, 316 SS SPRINGS & BUNA SEATS, FOR PETE #3 & #4 IUCS/CSI FLYASH BLOWERS & PETE #2 SUMP PUMPS. | 203RWFAB00 | FLYASH BLOWER AND MOTOR (DUCON) | R1654F1 | 2FA19J29 | 4 | EA | 1083.48
PETE | 5701015 | 10.512.082 | VALVE, SWING DISC., 1 1/2", USED ON THE NUVA FEEDER, PETE 2&3 BAGHOUSE. | 203BCOMP01 | UNIT 3 FABRIC FILTER COMPARTMENT #1, CONTAINS 34 ROWS OF 40 FILTER BAGS SUPPORTED ON WIRE CAGES, TOTAL OF 1360 BAGS. BAGS ARE 29.75' LONG, 5" DIAMETER. COMPARTMENTS ARE NUMBERED SO. TO NO., EAST TO WEST, S.E. IS #1, N.E.. IS #2. 2PI-FF-1801 DIFF.PRESS.GA | 1952-79-1-0-03-0-0-0-0-00 |  | 3 | EA | 0
PETE | 5304298 | 10.512.087 | VALVE, CONTROL, FOR HIGH ENERGY IGNITORS ABB COMB ENG SVCS, EWS 7 AND #50 BOILER, PETE #2 & 4, MFG. PT. #1G-4864. | 204BFIGL01 | LEVEL 1/2 IGNITORS INCLUDES A,B,C AND D CORNERS | IG-4864 | 1FA6C21 | 2 | EA | 2502.04
PETE | 6716991 | 10.512.090 | YARWAY ARC VALVE, SERIES 9200, 10", 9212 CF8M 300# RF SN: A80473 | 204AHSWVR1 | 4-1 ASH SLUICE PUMP RECIRC VALVE/CHECK. | 9212-10-E-1100-0600 RF | SB1CF10 | 1 | EA | 119893.75
PETE | 5012935 | 10.512.092 | VALVE, 2" P.O.N.O. CST FE, DIAPHRAGM, FOR INGERSOLL RAND MODEL HL4001S00AA AIR DRYERS, USED ON PETE 2 & 3 BAGHOUSE INSTRUMENT AIR DRYERS. | 203BCOMP01 | UNIT 3 FABRIC FILTER COMPARTMENT #1, CONTAINS 34 ROWS OF 40 FILTER BAGS SUPPORTED ON WIRE CAGES, TOTAL OF 1360 BAGS. BAGS ARE 29.75' LONG, 5" DIAMETER. COMPARTMENTS ARE NUMBERED SO. TO NO., EAST TO WEST, S.E. IS #1, N.E.. IS #2. 2PI-FF-1801 DIFF.PRESS.GA | 633667 | 2FA4H17 | 2 | EA | 630
PETE | 6001605 | 10.512.098 | VALVE, RATE, RESET AND PROBEX RESPONSE, W.K.M. #383475, USED ON TC-3 FOR UNIT #3-B.S.B. TEMP CONTROLLER. |  |  | 383475 | 2FA24G9 | 2 | EA | 149.32
PETE | 5711762 | 10.512.100 | VALVE, VENT, 1-1/2", SWG, W/ CYLINDER (ASSEMBLED), FOR PETE #3 & #4 TOP ASH SYSTEMS. | 203AHFFA01 | A-1 PRECIP HOPPER AND NUVA FEEDER | 4-1952-38 (VALVE) / 4401-54 (CYLINDER) | SB1DE3 | 10 | EA | 12480.41
PETE | 5004681 | 10.512.101 | VALVE, TRIPLE OFFSET, (TOV), 4", QTL, 150#, SS LUG BODY, GEAR OPERATED, FOR PETE #3 SCRUBBER DEMISTER RECIRCULATING WASH TANK. | 203RMVF212 | FCV DEMISTER WASH RECIRC VALVE. FOR P2-3-A AND P2-3-B DEMISTER WASH PUMPS. | 4-VAN-QTL-150-SS-BS | SB1CD5 | 1 | EA | 4138.8
PETE | 5513293 | 10.512.103 | VANE, VENTURI, W/ 1/2" CERAMIC LINER ATTACHED, FOR PETE #3 & #4 ABB C-E SVCS. MODEL 903RP COAL PULVERIZERS, S/N 73831-73836. | 203BFCM001 | 3-1 PULVERIZER *** CONFINED SPACE ENTRY *** *** FOR PYRITE SECTION ONLY - SEE NOTES PAGE 6 *** | CL0028 | SB3M1B3 | 4 | EA | 2697.85
PETE | 5002239 | 10.512.109 | VIBRATOR, ELECTRIC, COMPLETE W/ COVER & GASKET, ERIEZ MAGNETICS MODEL P-150, 230V, 60 CYCLE, STYLE 26, STANDARD TEMP, FOR PETE #3 PRECIPITATOR HOPPERS. | 203ENP0000 | UNIT 3 PRECIPITATORS INCLUDES CONTROLS, TR SETS, VIBRATORS, RAPPERS, DOORS, LOCKS AND HIGH VOLTAGE BUSHINGS. *********CONFINED SPACE SEE NOTES PAGE 6********* | 68646-L1 | SB1DC6 | 2 | EA | 5258.76
PETE | 5713466 | 10.512.113 | WAFER, ASSEMBLY, FOR A 3 IN DEZURIK FIG. 632, BUTTERFLY VALVE DWG. A-20805FOR PETE #4 ASH SYSTM |  |  |  | 4FA5A10 | 2 | EA | 222
PETE | 5305401 | 10.512.136 | WASHER, WAVE, OIL GUN, FOR BURNER ABB COMBUSTION ENG SCVS, UNIT 4 MANUFACTURER PART NO = 907515 |  |  | 907515 | 1FA6F17 | 4 | EA | 78
PETE | 5701186 | 10.512.161 | WASHER-THRUST, USED ON THE 1 1/2" SWING DISC ON THE NUVA FEEDER, PETE 2&3 BAGHOUSE. | 203AHFFA01 | A-1 PRECIP HOPPER AND NUVA FEEDER | 46245-2 | 2FA11F59 | 4 | EA | 4.4
PETE | 5711062 | 10.512.173 | WATER SUPPLY INLET FLANGE | 204AHTKPH0 | UNIT 4 PYRITE HOLDING OR TRANSFER TANK. | 40864 | 1FA3F30 | 2 | EA | 10.6
PETE | 4901002 | 10.512.913 | 2" WORCESTER SERIES 44 BALL VALVE, CLASS 600, SP, NPT ENDS, CS BODY, SS BALL/STEM, RTFE SEATS W SERIES 75 120 VAC ELECTRIC ACTUATOR, OPEN/CLOSE, NEMA 4 | 203BFCM001 | 3-1 PULVERIZER *** CONFINED SPACE ENTRY *** *** FOR PYRITE SECTION ONLY - SEE NOTES PAGE 6 *** | A 2.0 444466RTSE/75W120A | 1FA2G1 | 2 | EA | 2336.9
PETE | 5004478 | 10.512.930 | ACTUATOR, FOR THICKENER RAKE W/CLD60 LIFTNG DEVICE EIMCO FOUNDRY OPERATION, MODEL C60B2P, UNIT PETE 3 MANUFACTURER PART NO = 85789L | 203RDTHD01 | THICKNER DRIVE #1 GEAR REDUCER AND MOTOR | 85789L | 2FA5E11 | 1 | EA | 22.25
PETE | 5721221 | 10.512.934 | KIT, REPAIR, FOR HYTORK ACTUATOR, USED ON PETE #2, #3 & #4 BOTTOM ASH FLUSHING VALVES. | 204AHTKP01 | 4-1 PYRITE HOPPER AND CATEGORY'S OF THE HOPPER | MTP130 | 4FA5I1 | 1 | EA | 57
PETE | 5305099 | 10.512.935 | PNEUMATIC ACTUATOR REPAIR KIT, FAIL CLOSED, FOR JAMESBURY 1" BALL VALVE, FOR PETE 1,2,3,4 BOILER IGNITION SYSTEM. | 203BFOS000 | UNIT 3 BOILER IGNITION SYSTEM | V00-10160 | 2FA11F18 | 2 | EA | 57.1
PETE | 5001869 | 10.512.948 | BECK ACTUATOR, MODEL - S/N 11-309-151478-02-01, 120V, 1PH, 60HZ, 110VAC, FOR GAS FUEL SYSTEM. | 203BFDAC01 | 3-1 PULV COLD AIR DAMPER | 11-309 | SB1IB7 | 3 | EA | 22980
PETE | 5706850 | 10.512.958 | ACTUATOR, PNEUMATIC, ROTARY W/POSITIONER, FOR 6" BUTTERFLY VALVE, FOR ASH FEED VALVE TO PADDLE MIXER/UNLOADER 4050, UCC DWG #5-1941-203, AT PETE 3&4 FLY ASH SILOS. . | 203AHFU031 | 3-1 ROTARY DUSTLESS UNLOADER | 44627-1 | SB1IB2 | 2 | EA | 11012
PETE | 5004076 | 10.512.963 | ACTUATOR, 460V 3PH,3600 RPM MOTOR,10.5 HP, LIMITORQUE CORPORATION, MODEL SMB280H5BC, MANUFACTURER PART NO = AC-3128-1-73 | 203RGMOD0A | FD60-A MODULE OUTLET DAMPER INCLUDES DRIVE UNIT, DAMPER, CHAIN AND ELECTRICAL CONTROLS. WIEGHT 1,560 LBS. | AC-3128-1-73 | SB1JC11 | 0 | EA | 0
PETE | 5004647 | 10.512.965 | ACTUATOR, CYLINDER, SPRING RETURN, FOR 1-1/2" RED VALVE PINCH VALVE, USED ON PETE #3 SCRUBBER MAKE UP SLURRY CONTROL VALVE. | 203RMVL12A | LCV 120-A "A" MODULE MAKE-UP SLURRY VALVE. | CYL-RSC6-*FS* | SB3Q1B3 | 1 | EA | 1135.87
PETE | 5007003 | 10.512.967 | ACTUATOR/GEARBOX, TOWER INLET LOUVER DAMPER LIMITORQUE CORPORATION, MODEL H3BCSMB00, MFG PT # = H3BC. | 204RGMIDIA | A TOWER INLET DAMPER & OPERATOR | H3BC | SB1JE11 | 1 | EA | 3405
PETE | 5008247 | 10.512.968 | ACTUATOR, VALVE KIT, BUNA N USED ON UNIT PETE 4 MANUFACTURER PART NO = RKB-DA50 | 204RMPGQ0A | A TOWER QUENCHER PIPING *** SEE EQUIPMENT NOTES PAGE 6 *** *** NUCLEAR DENSITY GAUGE ATTACHED TO PIPING *** | RKB-DA50 PETE 4 | 2FA14B25 | 2 | EA | 100.8
PETE | 5009313 | 10.512.970 | ACTUATOR, VALVE, MORIN "B" SERIES, PNEUMATIC, RACK & PINION, W/ 60# FAIL CLOSE SPRINGS, FOR PETE #1 & #2 SCRUBBER PROCESS WATER TANK BYPASS, 121-LV-620 & 122-LV-620 . | 203RMBDLV1 | "B" DEMISTER LOWER 1 SOLENOID OPERATED VALVE | B-023U-S060 | SB1DE3 | 2 | EA | 1962
PETE | 5008202 | 10.512.973 | ACTUATOR, 30 IN VLV, USED/UNIT PETE 4 FGD CLARKSON COMPANY PART NO = 6021 | 204RMQFPC2 | P-402C-2 QUENCHER PUMP | 6021 | SB3E2C3 | 2 | EA | 554.16
PETE | 5003687 | 10.512.984 | ADAPTER, FOR SINGLE LINE AUTO SPRAY PANEL SYS FARVAL, USED SO2 BALL MILL LUBE SYS MANUFACTURER PART NO = 848FS-86 | 203RPBMLO0 | BALL MILL LUBE SYSTEM M2-3 | 848FS-86 | 2FA14E43 | 1 | EA | 1.35
PETE | 5006099 | 10.512.987 | ADAPTER, PIPE/FLARE, 1/2 NPT, FOR VALVE CLARKSON VALVE, UNIT PETE 4 MANUFACTURER PART NO = 2021-8-8S | 204RDVYC1A | C-1 ABSORBER FEED PUMP DISCHARGE VALVE FV402C | 2021-8-8S | 2FA19H27 | 3 | EA | 4.11
PETE | 5006094 | 10.512.994 | ADAPTER, TUBING-PIPE, TUBING SZ- .375 PIPE SIZE- .375 NPT | 204RDVYC1A | C-1 ABSORBER FEED PUMP DISCHARGE VALVE FV402C |  | 2FA19H28 | 5 | EA | 5.1
PETE | 5513992 | 10.512.995 | ADAPTER, THRUST BEARING, VERTICAL SHAFT, FOR PETE 4 ABB C-E SVCS, MODEL 903RP COAL PULVERIZER. | 204BFCM001 | 4-1 PULVERIZER *** CONFINED SPACE ENTRY *** *** FOR PYRITE SECTION ONLY - SEE NOTES PAGE 6 *** | 94-1941 | SB3K1A2 | 1 | EA | 3708.57
PETE | 5702919 | 10.513.006 | ADAPTER, NOZZLE FLANGE, FOR 8" JETPULSION PUMP (3-1602-152), USED ON EWS #7 & PETE #2, #3 & #4 BOTTOM ASH SYSTEMS, PER UC DWG. #510-54411-E2. | 203AHBHH0C | UNIT 3 (C) BOTTOM ASH HOPPER ***CONFINED SPACE ENTRY*** ***SEE NOTES PAGE 6*** | C-6759 | SB5A2B5 | 3 | EA | 1235.66
PETE | 5004255 | 10.513.110 | ROLLER ARM, LIMIT SWITCH, SNAPLOCK, NYLATRON, NAMCO MODEL, FOR PETE #4 SCRUBBER LIMESTONE CONVEYOR. |  |  | EL160-58500 | 4FA2E33 | 1 | EA | 108
PETE | 5610356 | 10.513.116 | ARMATURE, ASSY, W/FLOAT ROD, FOR DEAERATOR HIGH LEVEL SWITCH, MERCOID, TYPE#221W9806-S-2-C1-60, AREA PETE 3 MANUFACTURER PART NO = 175-259 |  |  |  | 2FA17C28 | 1 | EA | 138.67
PETE | 5012419 | 10.513.118 | ARRESTOR, FOR PRECIPITATOR TRANSFORMER/RECTIFIERS RESEARCH COTTRELL INC, UNIT PETE 3 MANUFACTURER PART NO = 54922-L1 |  |  | 54922-L1 | 2FA8E28 | 1 | EA | 11.1
PETE | 5002567 | 10.513.126 | ARRESTOR, SURGE, FOR PRECIP TRANSFORMER/RECTIFIER WESTINGHOUSE ELECTRIC CO, UNIT PETE 4 MANUFACTURER PART NO = H1515 |  |  | H1515 | 2FA21E14 | 2 | EA | 48
PETE | 5501212 | 10.513.138 | ASSEMBLY, POLE, DUPLEX POLE SYMBOL P/N 14-226-593- 017 FOR AC 4160 V. SWITCH GEAR, COAL HANDLING EQUIP. |  |  |  | 2FA1E17 | 6 | EA | 45.9
PETE | 5301218 | 10.513.139 | ASSEMBLY, ROLLER WHEEL | 204BSSBL11 | L-11 ECONOMIZER RETRACTABLE BLOWER | BE-3059 | 1FA8E47 | 4 | EA | 364.04
PETE | 5205014 | 10.513.144 | ASSY TERM CVR #8-4W/#16-4 10M, WEIR PUMP-SUBMERSIBLE, 300 GPM AT 83 TDH-54674-25-22 | 245BARASPA | RADS AREA SUMP PUMP A. 300 GPM @ 83FT TDH | 611317-000 | SB1HD11 | 1 | EA | 3134.57
PETE | 5004322 | 10.513.147 | INTROMITTER, ITEM 42, FOR ACRISON INC, UNIT PETE 3 SCB MANUFACTURER PART NO = 42 S/N 65968 | 203RPWFB00 | LIMESTONE WF BELT, REDUCER, & ROLLERS M1-3. | 42 | SB3C1A6 | 1 | EA | 351.31
PETE | 5005010 | 10.513.148 | AUTOMAX SUPERNOVA B PNEUMATIC, SPRING RETURN, SIZE 150, | 204RMVCADC | A QUENCHER DENSITY CONTROL DCV301A | B150S8 | SB1DE4 | 1 | EA | 932.25
PETE | 5706154 | 10.513.151 | BACKSTOP, TA7307BS | 204RWCB06A | CO-6A RADIAL STACKING CONVEYOR. | 907102 | SB1MD7 | 1 | EA | 1008.75
PETE | 5012883 | 10.513.157 | BAG, FABRIC FILTER, WOVEN FIBERGLASS W/ePTFE MEMBRANE, 29' 9" LONG, 5" DIAMETER, SEWN-IN STAINLESS STEEL SNAP RING CUFF, 1440 PER COMPARTMENT, 14,400 TOTAL, USED ON FOSTER WHEELER P.J.F.F. PETE 2&3 BAGHOUSE. | 203BCOMP01 | UNIT 3 FABRIC FILTER COMPARTMENT #1, CONTAINS 34 ROWS OF 40 FILTER BAGS SUPPORTED ON WIRE CAGES, TOTAL OF 1360 BAGS. BAGS ARE 29.75' LONG, 5" DIAMETER. COMPARTMENTS ARE NUMBERED SO. TO NO., EAST TO WEST, S.E. IS #1, N.E.. IS #2. 2PI-FF-1801 DIFF.PRESS.GA | 2-1751-57 | SB2B1 | 0 | EA | 0
PETE | 5009647 | 10.513.171 | BALLS, GRINDING, 3" DIA. "MOLY-COP", R-C65, FOR PETE #1 & #2 SCRUBBER LIMESTONE BALL MILLS. (APPROX. 2000#/ DRUM). | 204RPBM000 | BALL MILL, LINERS, SCREENS, AND INTERNALS. *** CONFINED SPACE ENTRY *** *** SEE NOTES PAGE 6 *** | R-C65 | SCRUBBER | 43 | DR | 61367.59
PETE | 5004146 | 10.513.172 | BALL, 4", 316SS, FOR 4" RT BALL VALVE MARK CONTROLS, UNIT 3 SCRUB MANUFACTURER PART NO = 8763HC | 203RMNZDLC | "C" LOWER DEMISTER WASH NOZZLES AND PIPING. *** CONFINED SPACE ENTRY *** *** SEE NOTES PAGE 6 *** | 8763HC | 2FA19D32 | 2 | EA | 1868
PETE | 5701706 | 10.513.175 | BALL, RETAINER, FOR FLYASH DIFFUSERS, USED ON EWS #7 & PETE #3 & #4 ELECTROSTATIC PRECIPITATOR DISCHARGE HOPPERS, PER UC DWG. #5-1512-106. | 203AHFFA01 | A-1 PRECIP HOPPER AND NUVA FEEDER | SK-15469 (4-15-13) | 1FA3H28 | 3 | EA | 132.14
PETE | 4007281 | 10.513.184 | BALLAST, SPECIAL, 120 VOLT SINGLE TAP, 3.2 AMPS, USED ON PETE #4 LIMESTONE CONVEYOR SYSTEM, AND COAL HANDLING BUNKER LIGHTING. | 204ELSC004 | UNIT 4 SCRUBBER LIGHTINGING INCLUDES ALL UNIT 4 SCRUBBER LIGHTING (INDICATING LIGHTS NOT INCLUDED) | 71A8107 | 1FA21F3 | 10 | EA | 767.3
PETE | 5005776 | 10.513.199 | BAR, LIFTER, FOR FEED & DISCHARGE HEAD LINING, ITEM #2, MARK #R-50-0723-4-33, USED ON PETE #3 & #4 SCRUBBER LIMESTONE BALL MILLS, KVS MODEL 48 X 16-3/5B, S/N 758-P-75 & 1469-P-82, SIZE 10' X 18'. | 203RPBM000 | M2-3 BALL MILL LINERS,SCREENS,AND INTERNALS | Q96832 | SB3K1B2 | 0 | EA | 0
PETE | 5008070 | 10.513.322 | BEARING, TRUNNION W/LINER, FOR VACUUM FILTER KOMLINE-SANDERSON, USED FL-1/2PETE MANUFACTURER PART NO = 0390148 SER NO = KDF1298 | 203RWVFFL1 | FL-1 VACUUM FILTER ***CONFINED SPACE ENTRY*** ***SEE NOTES PAGE 6*** | 0390148 | SB1DE8 | 1 | EA | 3553
PETE | 5007062 | 10.513.326 | BEARING, BALL, FOR MOTOR, QUENCHER PUMP RESEARCH COTTRELL, MODEL ELI5110-31, SIZE 300HP MANUFACTURER PART NO = 53-653-569-001 | 203RMRCMA1 | A-1 RECYCLE PUMP MOTOR. (PI-3-A1) INCLUDES MOTOR AND CONTROLS. | H69BL23050 | 2FA19B19 | 2 | EA | 580.18
PETE | 5706414 | 10.513.327 | BEARING, BALL FOR SPEED SENSOR OF MERRICK MODEL #460 DS DIGITAL WEIGHING SYSTEMS - S/N 460-DS-1791/3 AND FOR FD-102 LIME FEEDER, MERRICK MODEL DSC-1 PETE #4 FGD WASTE STABILIZATION PLANT MERRICK P/N 10011 | 203RWBSWFS | WS-1B BELT SCALE(CO-1B) INCLUDES ELECTRONICS, WEIGHBRIDGE AND CONTROLS | 100113 | 2FA21G13 | 2 | EA | 32.98
PETE | 5706177 | 10.513.330 | BEARING, BALL PT #100107 FOR MERRICK MODEL 460 DS WEIGHTOMOTOR S/N #13532/3 (WS-1A & 1B) FILTER CAKE SCALE I.U.C.S., PETE 3. (NDH SS77R16) |  |  | NDHSS77R16 | 1FA11F19 | 1 | EA | 6.36
PETE | 5301620 | 10.513.332 | BEARING, BALL, SINGLE ROW, ITEM #24, FOR PETE #3 RETRACTABLE SOOTBLOWERS TRAVELING CARRIAGE. | 203BSSBL01 | L-1 LONG RETRACT T 30 MARK 2 | 6021 | 1FA13B14 | 3 | EA | 459.48
PETE | 7001417 | 10.513.336 | BEARING, BALL, SINGLE ROW, ANGULAR CONTACT, MEDIUM SERIES, FLUSH GROUND, FOR DUPLEX MOUNTING. (DO NOT SUBSTITUTE) | 203AHRWP01 | 3-1 ASH SLUICE RETURN WATER PUMP | 7322BECBY | SB5A3A6 | 6 | EA | 4081.68
PETE | 5003148 | 10.513.341 | BEARING, BALL, SINGLE ROW, ANGULAR CONTACT, MEDIUM SERIES, 90 MM BORE, FLUSH GROUND FOR DUPLEX MOUNTING. | 203RDWSP3A | WASTE SLURRY PUMP P3-3-A INCLUDES PUMP, MOTOR AND CONTROLS | 7318 BECBY | 2FA14C3 | 2 | ST | 942.76
PETE | 5003232 | 10.513.344 | BEARING, BALL, COUPLING END, FOR PETE #3 IUCS RECLAIM WATER PUMPS, GOULDS PUMPS MODEL 3175M, 6 X 8 X 18, S/N 237B948. (2 PER SET) | 203RDRWP3A | P6-3A RECLAIM WATER PUMP INCLUDES PUMP, MOTOR AND CONTROLS | SKF 7317BECBY | 2FA14D8 | 1 | ST | 643.02
PETE | 5003147 | 10.513.351 | BEARING, BALL, SINGLE ROW, RADIAL, MEDIUM SERIES, 100 MM BORE, OPEN. | 203RDWSP3A | WASTE SLURRY PUMP P3-3-A INCLUDES PUMP, MOTOR AND CONTROLS | 6320C3 | 2FA14C2 | 1 | EA | 196.15
PETE | 6006696 | 10.513.369 | BEARING, BALL, SINGLE ROW, SEALED DRIVE, FOR PETE #3 & #4 L & N COMBUSTION CONTROLS, MODELS 10260/10264. |  |  | 6203 2RSJEM | 1FA7E66 | 2 | EA | 14.47
PETE | 7001023 | 10.513.372 | BEARING,BALL,SINGLE ROW,RADIAL,LIGHT SERIES, 20 MM BORE,1 SHIELD | 204RWVFFA1 | FL-101 VACUUM FILTER AGITATOR | F07BH31698 | 1FA7E66 | 3 | EA | 7.5
PETE | 7001055 | 10.513.373 | BEARING, BALL, SINGLE ROW, RADIAL, LIGHT SERIES, 25 MM BORE, 2 SHIELDS. | 203BSSBL01 | L-1 LONG RETRACT T 30 MARK 2 | 88505 | 1FA3F3 | 2 | EA | 45.66
PETE | 7001058 | 10.513.374 | BEARING, BALL, SINGLE ROW, RADIAL, LIGHT SERIES, 25 MM BORE, W/ 2 SEALS & SNAP RING. | 203AHFB001 | 3-1 FLY ASH BLOWER ASSEMBLY | 205SZZG | 1FA7F66 | 4 | EA | 64.8
PETE | 7001185 | 10.513.377 | BEARING,BALL,SINGLE ROW,RADIAL,LIGHT SERIES, 30 MM BORE,2 SHIELDS | 203RWVFFA1 | FL-1 VACUUM FILTER AGITATOR | F10BH57200 | 1FA6E66 | 3 | EA | 16.5
PETE | 7001138 | 10.513.389 | BEARING, BALL, SINGLE ROW, RADIAL, MEDIUM SERIES, 55 MM BORE, 2 SHIELDS. | 203RPMSM3A | 3-A SLURRY TRANSFER PUMP MOTOR. (P4-3A) INCLUDES MOTOR AND CONTROLS. | F10BH77080 | 1FA7A32 | 3 | EA | 169.32
PETE | 5012905 | 10.513.394 | BALL BEARINGS, SET SCREW, 1.5", USED ON FOSTER WHEELER P.J.F.F. (BAGHOUSE) SEAL AIR BLOWER DAMPERS. | 203BCOMP01 | UNIT 3 FABRIC FILTER COMPARTMENT #1, CONTAINS 34 ROWS OF 40 FILTER BAGS SUPPORTED ON WIRE CAGES, TOTAL OF 1360 BAGS. BAGS ARE 29.75' LONG, 5" DIAMETER. COMPARTMENTS ARE NUMBERED SO. TO NO., EAST TO WEST, S.E. IS #1, N.E.. IS #2. 2PI-FF-1801 DIFF.PRESS.GA | 4580201587-222740-004-4 | 2FA4D16 | 2 | EA | 290.76
PETE | 5004351 | 10.513.397 | CARRIER, BEARING, FOR PETE #3 SCRUBBER RECYCLE PUMPS, DENVER MODEL SRL-C, 18 X 16 X 35, S/N 01-166483. | 203RMRCPA1 | RECYCLE PUMP P1-3-A1 | 503882 | 4FA4G6 | 2 | EA | 2879.41
PETE | 5711668 | 10.513.398 | BEARING, CYLINDER, FOR 8" ASH SLUICE VALVE, TOTALLY ENCLOSED, UC DWG. #4-1905-154-C, USED ON EWS #7 & PETE #3 BOTTOM ASH SYSTEMS. | 203AHBD001 | 3-1 DEWATERING BIN, GATES AND SCREENS | S96GH13780 | 1FA3E33 | 3 | EA | 16.8
PETE | 5714102 | 10.513.401 | BEARING, (BOTTOM) IDLER PULLEY FLANGE IT#4 DWG. #B-103-72-00-27 FOR STEARNS MODEL 54-C ELECTRO MAGNET IN-LINE COAL SEPARATOR S/N S-15965-PETE 3 - "B" COAL HANDLING. NTN # UCF 209 1 11/16 | 266CB00000 | "B" COAL CONVEYING SYSTEM | NTN#UCF209 | 2FA11A39 | 4 | EA | 76
PETE | 5004719 | 10.513.418 | ADAPTER, PUMP, PF2-A054-A2-R01 BSF VERTICAL PUMP/MOTOR ADAPTOR, MOUNTS 3LS 40A SHANLEY PUMP, SAE 4-BOLT FRANGE TO 215TC FRAME MOTOR USING L100 LOVEJOY COUPLING PER LP2640-PMA REV 0 5 2, USED ON PETE 2 & 3. | 203RFBFLO1 | 3-1 BOOSTER FAN LUBE OIL SYSTEM | PF2-A054-A2-R01 | 2FA1H11 | 1 | EA | 738
PETE | 5305241 | 10.513.420 | ADAPTER, BURNER PIPE, 21-1/4" ID, USED ON PETE 3 BURNER ISOLAITON VALVES. | 203BFCBA00 | A CORNER BURNERS, TILTS, LINKAGE, AND DRIVE UNIT | V635612.B01 | SB1HB6 | 4 | EA | 8067.48
PETE | 5711101 | 10.513.422 | ADAPTER, VALVE, 8", "SPECIAL", W/ RUBBER GASKETS, FOR AIR ASH SEPARATOR INLET, USED ON PETE #1 & #2 TOP ASH SYSTEMS, A-S-H CONTRACT A-60901, DWG. #1-900M. | 203AHEA000 | "A" ASH HOPPER HYDRO-EJECTOR LOCATED AT "A" ASH HOPPER AT BOTTOM OF DOGHOUSE | A-4979-2W | SB5A1A3 | 2 | EA | 971.4
PETE | 5504293 | 10.513.425 | ADAPTER, UPPER SKIRT FOR UNIT 3 & 4 CE 903 PULVERIZERS. P/N 94-314. |  |  | 94-314 | SB3K2C2 | 1 | EA | 3835
PETE | 5013047 | 10.513.431 | ADHESHIVE, GOOP, BLACK 6100, ITEM 16 ON WEIR DRAWING R-49-0866-1, FOR 3.1M X 7.25M FULLER OVERFLOW BALL MILL & PETE BALL MILLS. | 203RPBM000 | M2-3 BALL MILL LINERS,SCREENS,AND INTERNALS | E6100 BLACK | 1FA22A2 | 35 | TB | 207.34
PETE | 6106636 | 10.513.438 | ADJUSTER, ASSY MICRO, FOR FLOW INDICATOR FISCHER & PORTER CO., UNIT PETE 3MANUFACTURER PART NO = 623A002X99. |  |  |  | 1FA4E16 | 2 | EA | 45.16
PETE | 5002748 | 10.513.450 | AMMETER, 0-5 AMP, 0-300 AMP SCALE RESEARCH-COTTRELL UNIT 3 MANUFACTURER PART NO = 49323-L8, NEW NO 85011-L8 |  |  | 85011-L8 | 2FA6F1 | 1 | EA | 107.36
PETE | 5002747 | 10.513.451 | AMMETER, INSTRUMENTATION, RANGE - 0-1 MA DC, SCALE - 0-2 AMP, FOR PETE #3 RESEARCH-COTTRELL ELECTROSTATIC PRECIPITATORS. | 203AHTA000 | UNIT 3 TOP ASH SYSTEM | 85010-L7 | 2FA6F1 | 1 | EA | 192
PETE | 5607470 | 10.513.457 | AMPLIFIER, 5-TRIAC, C-V, FOR SOOT BLOWER CONTROL PANEL (TSDGC), PETE #3. | 204BS00000 | UNIT 4 SOOTBLOWER SYSTEM | 129572 | 2FA15A9 | 2 | EA | 1794.8
PETE | 5711372 | 10.513.478 | ANGLE, L.H. GUIDE 1-20279 FOR 24" X 24" ASH SLUICE GATE (5-2001-82) AS FURNISHED ON U.C.C. P.O. 54674-4 FOR ASH HANDLING SYS PETE #3. | 203AHBD001 | 3-1 DEWATERING BIN, GATES AND SCREENS |  | SB5A1A7 | 2 | EA | 2165.12
PETE | 5225611 | 10.513.483 | ZINC ANODE SET, FLYGT PUMP MODEL #3127.186-5265, 3102.185-5170 &3127.185-5264. | 245DGN001A | WASTE WATER TREATMENT BUILDING F.G.D. SUMP PUMP A, INCLUDES PUMP/MOTOR, CONTROLS, VALVES AND PIPING. | 6659018 |  | 0 | EA | 0
PETE | 5225631 | 10.513.484 | ZINC ANODE SET, FLYGT PUMP MODEL #3153.185-5381 & 3153.185-5380, USED ON PETE SLUDGE DECANT SUMP PUMP & SLUDGE PIT FORWARDING PUMP & PETE 3 FGD TRENCH COLLECTION SUMP PUMP. | 245FGDSP07 | UNIT 3 FGD TRENCH COLLECTION SUMP PIT | 6715600 | 2FA18D13 | 3 | EA | 1439.01
PETE | 5225635 | 10.513.485 | ZINC ANODE SET, FLYGT PUMP MODEL #3085.183-5268, USED ON PETE 3 PUMP HOUSE BUILDING SUMP PUMP. | 245FPHBSPA | UNIT 3 PUMP HOUSE BUILDING SUMP PUMP "A", INCLUDES PUMP/MOTOR, CONTROLS, VALVES AND PIPING. | 6659005 | 2FA18F6 | 1 | EA | 560
PETE | 5706436 | 10.513.500 | ARM, INLINE REPLACEMENT, URETHANE, DURT HAWG, FOR MARTIN BELT CLEANER, USED ON PETE COAL & BY-PRODUCTS CONVEYOR BELTS. | 204RPCVB02 | #2 LIMESTONE CONVEYOR BELT, ROLLERS | 30906 | SB3C2B5 | 2 | EA | 99.74
PETE | 5013413 | 10.513.501 | ARM, ROD END CONTROL, USED ON BOOSTER FANS, PETE UNIT 4 FGD, VLV DAMPER COMPONENT, DWG# P208305-D30-400001, S/N P208305. | 204RFBF001 | 4-1 BOOSTER FAN, WHEEL & BEARINGS *** CONFINED SPACE ENTRY *** SEE NOTES PAGE 6 *** | D30-400001.23 | 1FA11E31 | 1 | EA | 50
PETE | 5317146 | 10.513.502 | SHAFT LEVER ARM, USED ON PETE 2 & 3 BOOSTER FAN VIV PARTS. | 203RFBF001 | 3-1 BOOSTER FAN INCLUDES FAN WHEEL, HOUSING, LUBE OIL SYSTEM AND BEARINGS. NEW FAN 2015 FOR ECC PROJECT. *** CONFINED SPACE ENTRY *** SEE NOTES PAGE 6 *** | E2-96270-4 | 2FA25A20 | 12 | EA | 2580
PETE | 5701523 | 10.513.507 | BEARING, PT #18096 FOR INTAKE VALVE ASSEMBLY (2-1802-9) ON 8" SOOT INTAKE PER U.C. DWG. 510-54411-3E, USED ON ECONOMIZER & AIR PREHEATER HOPPER OUTLET,EWS 7 | 203BCOMP01 | UNIT 3 FABRIC FILTER COMPARTMENT #1, CONTAINS 34 ROWS OF 40 FILTER BAGS SUPPORTED ON WIRE CAGES, TOTAL OF 1360 BAGS. BAGS ARE 29.75' LONG, 5" DIAMETER. COMPARTMENTS ARE NUMBERED SO. TO NO., EAST TO WEST, S.E. IS #1, N.E.. IS #2. 2PI-FF-1801 DIFF.PRESS.GA | 18096 | 1FA3E17 | 4 | EA | 94.28
PETE | 6006411 | 10.513.527 | BEARING, SHIELDED, FOR PETE #3 & #4 BOILER AIR DAMPER CONTROLS, L & N COMBUSTION COMPONENTS. |  |  | 8108 | 1FA1E33 | 0 | EA | 0
PETE | 7001158 | 10.513.529 | BEARING, DRIVE INPUT, FOR CSI DAY TANK AIR SLIDE FULLER-KOVAKO CONTRACT #93-60044-108 PETE 4, P/N 6308UU |  |  | 6308UU | 1FA7F54 | 1 | EA | 24.77
PETE | 5003338 | 10.513.530 | BEARING, DRIVE SHAFT, 1-1/2 IN DIA. MARK #FB-1 FOR S02 SCRUBBER BOOSTER FAN INLET & OUTLET ISOLATORS SER/TAG #FD-10A/B & 20A/B ANDCO PROJECT 881-82100, PETE 3. | 203RFBFDO1 | FD-20A, 3-1 BOOSTER FAN OUTLET DAMPER INCLUDES DRIVE UNIT, DAMPER, CHAIN AND CONTROLS *** CONFINED SPACE ENTRY *** *** SEE NOTES PAGE 6 *** | 056235 | 2FA14C15 | 2 | EA | 204.8
PETE | 5004337 | 10.513.531 | BEARING, END, FOR LIME WEIGH FEEDER ACRISON, MODEL 203B105ZN, UNIT PETE 3 MANUFACTURER PART NO = 415 SER NO = 65968 | 203RPWFB00 | LIMESTONE WF BELT, REDUCER, & ROLLERS M1-3. | 415 | 4FA3E20 | 1 | EA | 18.81
PETE | 5005144 | 10.513.535 | BEARING, HIGH SPEED SHAFT FOR MECHANICAL MIXER CHEMINEER MIXERS, MODEL 7-HTD-25, SIZE/DESC PETE 4 MANUFACTURER PART NO = 3200-086B-102C REAGENT FEED TANK | 204RPRFMX1 | REAGENT FEED TANK MIXER MX-404-1 | I54ST15011 | 4FA2E10 | 2 | EA | 98
PETE | 5005181 | 10.513.536 | BEARING, HIGH SPEED SHAFT MOTOR END FOR MIXER CHEMINEER MIXERS, MODEL 4-HTD-7.5,TYPE AP IMPELLER MANUFACTURER PART NO = 3200-082 B&C MECHANICAL DISPOSAL SYSTEM FEED TANK | 204RDDFTM0 | DISPOSAL FEED TANK MIXER | I54ST15111 | 4FA2E15 | 1 | EA | 20
PETE | 5706325 | 10.513.541 | BEARING, ITEM 19, DWG. 3800S, USED ON A-103 OVERFLOW SUMP AGITATOR FOR PETE 4 CSI, MODEL 3801-S-PTO, S.O. #840041-P, S/N 830800532. | 204RWSU000 | SP101 OVERFLOW SUMP *** CONFINED SPACE ENTRY *** *** SEE NOTES PAGE 6 *** | T47CF43440 | 2FA21E37 | 1 | EA | 61.87
PETE | 5706328 | 10.513.542 | BEARING, ITEM 22, DWG. 3800S, USED ON A-103 OVERFLOW SUMP AGITATOR FOR PETE 4 CSI, MODEL 3801-S-PTO, S.O. #840041-P, S/N 830800532. | 204RWSU000 | SP101 OVERFLOW SUMP *** CONFINED SPACE ENTRY *** *** SEE NOTES PAGE 6 *** | 22 | 2FA21E38 | 1 | EA | 853.44
PETE | 5003516 | 10.513.544 | BEARING, L.S. PIN SHAFT (LOWER), #37 FOR (A5-3-A & B) SLURRY TANK MIXERS PHIL PTERO-24, S/N 305046 & 7, ORDER 818608-3, 43.7 HP, 70.0-1 RATIO, 1.5 S.F. SO2 REMOVAL PETE 3. (TIMKEN-CONE 6575, CUP 6 6575, CUP 6536) | 203RPMSTK1 | 3-1 MAKE-UP SLURRY STORAGE TANK *** CONFINED SPACE ENTRY *** *** SEE NOTES PAGE 6 *** | I54ST19508 | SB5A4A4 | 1 | EA | 73
PETE | 5005131 | 10.513.547 | BEARING, LARGE PINION SHAFT FOR MECHANICAL MIXER CHEMINEER MIXERS, MODEL 7-HTD-25, SIZE/DESC PETE 4 MANUFACTURER PART NO = 03200-217A REAGENT FEED TANK | 204RPRFMX1 | REAGENT FEED TANK MIXER MX-404-1 | I54ST14001 | 4FA3F5 | 1 | EA | 150.85
PETE | 5005217 | 10.513.549 | BEARING, LOW SPEED SHAFT FOR MECHANICAL MIXER CHEMINEER MIXERS, MODEL 1-HTD-3, TYPE P IMPELLER MANUFACTURER PART NO = 03200-112A FGD AREA DRAINAGE SUMP | 204RBSM401 | S401 FGD AREA DRAINAGE SUMP MIXER & MOTOR | I54ST15115 | 4FA2E18 | 2 | EA | 60
PETE | 5005140 | 10.513.550 | BEARING, LOW SPEED SHAFT FOR MECHANICAL MIXER CHEMINEER MIXERS, MODEL 7-HTD-25, SIZE/DESC PETE 4 MANUFACTURER PART NO = 03200-302A REAGENT FEED TANK | 204RPRFMX1 | REAGENT FEED TANK MIXER MX-404-1 | I54ST14004 | 4FA3H5 | 2 | EA | 315.8
PETE | 5005025 | 10.513.551 | BEARING, LOWER SHAFT, FOR GARLOCK 14 & 16 IN BUTTERFLY VALVE MANUFACTURER PART NO = 64000-8 | 204RFBFV01 | 4-1 BOOSTER FAN VANES INCLUDES OPERATOR, LINKAGE AND CONTROLS *** CONFINED SPACE ENTRY *** SEE NOTES PAGE 6 *** | PT#64000-8 | 4FA3E1 | 2 | EA | 57
PETE | 5013527 | 10.513.553 | BEARING, MOTOR, DRIVE END, USED ON PETE 4 SCRUBBER OXIDATION AIR COMPRESSORS. CONSISTS OF: (1) EA 2H-105928 BEARING SHELL, (1) EA 4H-104331 BEARING SEAL, (2) EA 3M-092439 OIL RING | 204OCS4402 | OXIDATION AIR COMPRESSOR SKID 2 | 5059TMTRBRGDE | 1FA25A13 | 1 | EA | 4230
PETE | 5007076 | 10.513.556 | BEARING, OPPOSITE SHAFT END, FOR MOTOR RESEARCH COTTRELL, MODEL LR25289, SIZE SUMP 40 HP MANUFACTURER PART NO = 51-601-983-013 | 203RPMSM3A | 3-A SLURRY TRANSFER PUMP MOTOR. (P4-3A) INCLUDES MOTOR AND CONTROLS. | F10BH63360 | 4FA4E20 | 1 | EA | 79.87
PETE | 5013412 | 10.513.558 | BEARING, OUTER, USED ON BOOSTER FANS, PETE UNIT 4 FGD, VLV DAMPER COMPONENT, DWG# P208305-D30-400001, S/N P208305. |  |  | F2BLT7112 | 1FA11B14 | 2 | EA | 540
PETE | 5005203 | 10.513.560 | BEARING, PINION SHAFT FOR MECHANICAL MIXER CHEMINEER MIXERS, MODEL 2-HTD-3, TYPE P IMPELLER MANUFACTURER PART NO = 03200-051A FGD AREA DRAINAGE SUMP | 204RBSM401 | S401 FGD AREA DRAINAGE SUMP MIXER & MOTOR | I54ST15112 | 4FA2E16 | 2 | EA | 24
PETE | 5013432 | 10.513.562 | BEARING, PROXIMITY PROBE, FLOATING, BENTLY NEVADA VIBRATION SYSTEM, USED ON BOOSTER FANS, PETE UNIT 4 FGD, S/N P208305. | 204RFBF001 | 4-1 BOOSTER FAN, WHEEL & BEARINGS *** CONFINED SPACE ENTRY *** SEE NOTES PAGE 6 *** | 31000-16-10-00-099-03-02 | 1FA11I5 | 2 | EA | 958
PETE | 5004470 | 10.513.565 | BEARING, FOR THICKENER RAKE W/CLD60 LIFTING DEVICE EIMCO FOUNDRY OPERATION, MODEL C60BP2, UNIT PETE 3 MANUFACTURER PART NO = 88751A SER NO = 76011-01 | 203RDTHD01 | THICKNER DRIVE #1 GEAR REDUCER AND MOTOR | T58DJ88995 | 2FA5E6 | 1 | EA | 38.3
PETE | 5005130 | 10.513.568 | BEARING, SMALL PINION SHAFT FOR MECHANICAL MIXER CHEMINEER MIXERS, MODEL 7-HTD-25, SIZE/DESC PETE 4 MANUFACTURER PART NO = 2030-106J REAGENT FEED TANK | 204RPRFMX1 | REAGENT FEED TANK MIXER MX-404-1 | I54ST15413 | 4FA3E6 | 1 | EA | 46.26
PETE | 5704379 | 10.513.570 | BEARINGS, ORIG PT# 921542, REF# 1A2-1 & 1A2-2 TIMKEN #HH221434/HH221410 FOR HS SHAFT WITH TS SHAFT REDUCER ON #6 CONVEYOR HOIST SPEED REDUCER ON #3A, CONVEYOR FALK MODEL 214572S, MO# 6-660513091, RATIO 30.81/1, SPEED 1750/56, HP300. | 266CA03ACB | 3A COAL CONVEYOR BELT *** SEE EQUIPMENT NOTES PAGE #6 *** * CUTTING & WELDING PERMIT REQUIRED * BEFORE ARC WELDING WITHIN 100 FEET OF DETECTOR. | I54ST16614 | 2FA1G18 | 2 | EA | 126.4
PETE | 5714212 | 10.513.585 | BEARING, W/ COLLAR, FOR PETE #3 & #4 STOCK EQUIPMENT COAL FEEDERS, S-E CO. #5124. | 203BFCF001 | 3-1 COAL FEEDER ********SEE EQUIPMENT NOTES PAGE 6 ********** ***NUCLEAR DENSITY GAGE ATTACHED TO PIPING*** | 1111KR | 2FA15F26 | 2 | EA | 194.12
PETE | 6716809 | 10.513.587 | BELL, SUCTION, REF. NO. 086, MATERIAL CA6NM, 13% CR AND 4% NI STAINLESS STEEL, O.D. OF BELL 36 INCHS, USED ON BYRON-JACKSON 3-1, 3-2, 4-1 COOLING TOWER MAKE-UP PUMPS AT PETE. P/N 9333394SA. |  |  |  | SB1NA9 | 1 | EA | 15350
PETE | 5714104 | 10.513.602 | BELT, "V" FOR DRIVE IT #6 DWG #B-103-72-00-27 FOR STEARNS MODEL 54-C ELECTRO MAGNET IN-LINE SEPARATOR S/N A-15965-PETE 3 - "B" COAL HANDLING |  |  |  | 2FA11B37 | 1 | EA | 7.3
PETE | 5714218 | 10.513.603 | BELT, CONVEYOR, 48" WIDE X 20'-3" LONG, 2 PLY 220 PIW, 3/16" X 1/16", GRADE II, W/ 1" X 1" X 46" WIDE CLEATS ON 48" CENTERS, & S.S. RIVET LACED FASTENERS ON EACH END, FOR PETE 3B (ONLY) COAL CONVEYOR MAGNETIC SEPARATOR. | 266CB03BMS | 3B MAGNET BELT **** SEE EQUIPMENT NOTES PAGE #6 **** * CUTTING & WELDING PERMIT REQUIRED * |  | SB1EA9 | 1 | EA | 1637.44
PETE | 5005455 | 10.513.605 | BELT, FEEDER, 18" X 248", W/ 3/16" TOP X 1/16" BOTTOM RMA GR-2 COVERS, W/ 2-PLY 220 PIW, 3" HIGH CORRUGATED VULCANIZED SIDEWALL & LACED W/ STAINLESS STEEL HINGE FASTENER, FOR PETE #3 SCRUBBER LIMESTONE WEIGH FEEDER. | 203RPWFB00 | LIMESTONE WF BELT, REDUCER, & ROLLERS M1-3. |  | SB1MA1 | 1 | EA | 1591.25
PETE | 5305407 | 10.513.624 | TIME DELAY RELAY BASE, FOR PETE 2 IGNITOR CONTROL CABINET. | 204BFOS000 | UNIT 4 BOILER IGNITION SYSTEM. | 75-RYBS-01 | 2FA25G26 | 1 | EA | 30
PETE | 5004454 | 10.513.641 | BEARING, FOR PETE #3 IUCS THICKNER RAKE, W/ CLD60 LIFTING DEVICE, EIMCO PROCESS EQUIPMENT MODEL C60B2P, S/N 76011-01. | 203RDTHD01 | THICKNER DRIVE #1 GEAR REDUCER AND MOTOR | F10AX89550 | 2FA5E8 | 1 | EA | 111.66
PETE | 5301069 | 10.513.642 | BEARING, FOR RW5E WALL BLOWERS PETE #3. | 203BSSBA01 | A-1 "A" ROW WALL SOOTBLOWER | T58DJ83760 | 1FA3E2 | 2 | EA | 24.92
PETE | 5301782 | 10.513.643 | BEARING, PETE 4, FOR TRAVERSING GEAR BOX ON COPES-VULCAN, MODEL RW-6E SOOTWALL BLOWERS MANUFACTURER PART NO = 182472 | 204BSSBA01 | A-1 "A" ROW WALL SOOTBLOWER. | 182472 | 2FA19E14 | 6 | EA | 9.18
PETE | 5706847 | 10.513.645 | BEARING, FOR ASH FEED VALVE TO PADDLE MIXER/UNLOADER 4050, UCC DWG #5-1941-199, AT PETE 3&4 FLY ASH SILOS. . | 203AHFU031 | 3-1 ROTARY DUSTLESS UNLOADER | 194333 | 2FA6E37 | 2 | EA | 116.2
PETE | 7002333 | 10.513.647 | BEARING, FOR AMERICAN PULVERIZER LIMESTONE CRUSHER SCRUBBER P/N 22332CKTC3W33 | 204RPCVLB0 | LIMESTONE LUMP BREAKER | 22332CKTC3W33 | SB3E1A1 | 1 | EA | 1085.47
PETE | 5013442 | 10.513.648 | BEARING ASSEMBLY, BMS-MSP 44-05A/BMS-MSP 44-05B, SER # MDS 35845-M & MDS 35844-M, FOR PETE #4 SCRUBBER BALL MILL SLURRY PUMPS. | 204MSP405A | BALLMILL SLURRY PUMP | EE005XLMSYN | SB1AC8 | 1 | EA | 15011.94
PETE | 5005971 | 10.513.650 | BEARING ASSY., (COMPLETE), FOR PETE #4 SCRUBBER SLURRY FEED PUMPS (44-03 & -04), WARMAN PUMPS MODEL 6/4EAH. | 204SFP4403 | LIMESTONE SLURRY FEED PUMP & MOTOR, 44-03. | EY005M88740 | SB1AC9 | 2 | EA | 21355.76
PETE | 5013409 | 10.513.653 | BEARING ASSEMBLY, MOTOR, DRIVE END, USED ON BOOSTER FANS, PETE UNIT 4 FGD, DWG# C3138AA, S/N P208305. |  |  | A419886G01 | SB1EF2 | 1 | EA | 25850
PETE | 5004491 | 10.513.656 | BEARING HOUSING COMPLETE ASSY., W/ BEARINGS, SHAFTS, & SEALS, FOR PETE #3 SCRUBBER RECYCLE PUMPS, GARDNER-DENVER MODEL SRL-C, 18 X 16 X 35, S/N 01-166483. | 203RMRCPA1 | RECYCLE PUMP P1-3-A1 | 503964PS |  | 0 | EA | 0
PETE | 5706077 | 10.513.657 | BEARING ASSY, TAKE-UP FOR KOLMAN MOD. 101-R VARIABLE HT RADIAL STACKER, S/N 76-246-24-150, SLUDGE WASTE TREAT. PETE 3 (DODGE TYPE D12365 2 15/16). |  |  | B83KP80400 | SB5A3B1 | 2 | EA | 390.72
PETE | 5711440 | 10.513.664 | BEARING, 190093-2 FOR 6" BUTTERFLY VLV. (3-1956-114) AS FURNISHED ON UCC PO 54674-4 FOR ASH HANDLING SYS PETE #3. | 203RWFA000 | UNIT #3 FLYASH SILO INCLUDES SILO AND ALL ASSOCIATED EQUIPMENT BLOWERS, FEEDERS AND EQUIPMENT.. |  | 1FA3E28 | 7 | EA | 124.32
PETE | 5003308 | 10.513.677 | BEARING, ENTRY DOOR 1-1/4IN DIA MARK #FB-4 FOR S02 SCRUBBER BOOSTER FAN OUTLET ISOLATORS SERIAL/TAG #S FD-10A/B ANDCO PROJECT 881-82100 PETE #3, DODGE ST 700 4 BOLT FLANGE #033091. |  |  | FB-4 | 2FA14A16 | 2 | EA | 104
PETE | 5705179 | 10.513.686 | BEARING, HARDWOOD, 1 1/2 IN FOR STYLE 326 HANGER, FOR PETE 4 CSI, LIME CONVEYOR CO-104 CONT. SCREW CONV. JOB C3-586. | 203RWLSC04 | CO-4 LIME SCREW CONVEYOR AND MOTOR |  | 2FA15F44 | 4 | EA | 44.04
PETE | 5003518 | 10.513.688 | BEARING, INTER. PIN SHAFT (UPPER), #49 FOR (A5-3-A & B) SLURRY TANKMIXERS PHIL PTERO-24, S/N 305046 & 7, ORDER 818608-3, 43.7 HP, 70.0-1 RATIO, 1.5 | 203RPMSTK1 | 3-1 MAKE-UP SLURRY STORAGE TANK *** CONFINED SPACE ENTRY *** *** SEE NOTES PAGE 6 *** | 49 | SB5A4A4 | 1 | EA | 50
PETE | 5003514 | 10.513.691 | BEARING, L.S. SHAFT (OUTBOARD), #35 FOR (A5-3-A & B) SLURRY TANKMIXERS PHIL PTERO-24, S/N 305046 & 7, ORDER 818608-3, 43.7 HP, 70.0-1 RATIO, 1.5.S.F. SO2 REMOVAL PETE 3. (TIMKEN #EE219068) | 203RPMSTK1 | 3-1 MAKE-UP SLURRY STORAGE TANK *** CONFINED SPACE ENTRY *** *** SEE NOTES PAGE 6 *** | EE219068 | SB5A4A4 | 1 | EA | 312
PETE | 5307306 | 10.513.699 | BEARING, PT #42 PARTS INFO SHEET OM-261, FOR APH DRIVE UNITS APH SERS #S 4810 & 4811 PETE #2 SIZE & TYPE 30VIX. PT #921731 TIMKEN CONE 77375, CUP 77675-B. | 202BAPH001 | APH-2-1 AIR PREHEATER *** CONFINED SPACE ENTRY *** *** SEE NOTES *** |  | 2FA16D8 | 1 | EA | 114.59
PETE | 6407405 | 10.513.702 | BEARING, REAR, AC PT.# 51-711-376-013 FOR TYPE AZZ-30LLS6 400 HP 720 RPM 4000V, 3 PHASE TEFC, EXPLOSION PROOF COAL CRUSHER MOTORS AC SER.# 1-5113-EL64899-2 & 4, PETE 3. | 266CBCC1BM | COAL CRUSHER MOTOR. (1-B) **** SEE EQUIPMENT NOTES PAGE 6 **** *CUTTING AND WELDING PERMIT REQUIRED* |  | 2FA13H10 | 1 | EA | 774.52
PETE | 5711059 | 10.513.724 | BLADE FOR 10" CROSSOVER KNIFE GATE VALVE | 204AHVYG11 | AG-11 PRECIP TOP ASH FROM 4-2 SIDE PRECIPS | 191903-4 | 4FA57A1 | 2 | EA | 2874
PETE | 5706510 | 10.513.728 | BLADE, SCRAPER, REPLACEMENT, 28" GORDON SABER, FOR PETE BY-PRODUCTS 30" CONVEYOR BELTS. | 204CNV4414 | SILO FEED CONVEYOR CNV-44-14 |  | SB3C2A5 | 1 | EA | 278
PETE | 5004372 | 10.513.740 | BLADE, SCRAPER, POLY-PG, FOR FILTER DRUM, USED ON PETE #4 CSI VACUUM FILTERS, FL-101 & FL-102, DORR-OLIVER S/N CSP0000252-1. | 204RWVFFL1 | FL 101 VACUUM FILTER MCC 101 ROTARY VACUUM FILTER FL-101 ***CONFINED SPACE ENTRY***SEE NOTES PAGE 6*** | 86976 | SB3F1E3 | 5 | EA | 3853.81
PETE | 5004504 | 10.513.741 | BLADE, SCRAPER, TAPERED EDGE, POLYPROPYLENE, 20'-6" L X 5" H X 1/2", FOR PETE #3 IUCS/CSI FL-101 & FL-102 VACUUM FILTERS. | 203RWVFFL1 | FL-1 VACUUM FILTER ***CONFINED SPACE ENTRY*** ***SEE NOTES PAGE 6*** | X450677CK | SB3F1E3 | 1 | EA | 281.98
PETE | 5721531 | 10.513.743 | BLADE, VALVE, 304 SS, FOR 12" KNIFEGATE VALVE, MODEL 150W, USED ON PETE #2, #3 & #4 BOTTOM ASH DISCHARGE SYSTEMS. | 203AHVY41A | COV-2041-1 "A" ASH HOPPER DISC LINE 12" 150 W KNIFE GATE. | 190570-0-1 | 4FA56B3 | 2 | EA | 6035.72
PETE | 5601749 | 10.513.752 | BLOCK, CONTACT, MICRO SWITCH, FOR FSSS ABB CE SVCS, UNIT PETE 3 MANUFACTURER PART NO = PTCH |  |  |  | 2FA15F4 | 5 | EA | 48.45
PETE | 5003695 | 10.513.757 | BLOCK, VALVE, FOR SINGLE LINE AUTO SPRAY PANEL SYS FARVAL, USED SO2 BALL MILL LUBE SYS MANUFACTURER PART NO = 3000-25 | 203RPBMLO0 | BALL MILL LUBE SYSTEM M2-3 | 3000-25 | 2FA14E45 | 1 | EA | 53.98
PETE | 5012755 | 10.513.758 | CONTACT BLOCK, 30MM, 2 NO, TYPE OF OPERATOR, LOGIC LEVEL, USED W/EATON 10250T 30 MM PUSHBUTTONS & INDICATING. LGTS, CONTACT RATING 0.5 AMPS @ 120 VOLT, USED IN FREEDOM 2100 MCC, PETE SBS & PETE 2&3 BAGHOUSE MCC'S. | 203MCCFF3A | UNIT 3 BAGHOUSE, 480 VOLT MCC FF-3A, SEC.1/1200 AMP., SEC. 2/8-600 AMP., 65,000 AMP. SHORT CIRCUIT RATING. MAIN INCOMING FROM 480 VOLT SWGR. BUS FF3A, CUBICLE 4B | 10250T2 | 2FA21F28 | 2 | EA | 58.36
PETE | 5002252 | 10.513.760 | BLOCK, CONTACT, 1 NO, 1 NC, 600V MAX, NON-OILTIGHT, FOR ALL G.E. PUSHBUTTONS, LOCKSWITCHES & SELECTOR SWITCHES, USED ON PETE #2 & EWS ELECTROSTATIC PRECIPITATORS. | 203AHBGG0A | UNIT 3 (A) BOTTOM ASH HOPPER GRINDER | CR2940U210 | 1FA5D22 | 4 | EA | 503.06
PETE | 5607177 | 10.513.761 | BLOCK, CONTACT, SPDT. WESTG. #0T1A, FOR EXTENDED PUSHBUTTON OPERATORS. WEST. 480V, BREAKER TYPE DS206, DS 416, DS 420. ALSO USED ON UNIT #4. |  |  | OT1A | 1FA5C24 | 4 | EA | 72.2
PETE | 5706611 | 10.513.774 | BLOCK, SLIDE, DELRIN, FOR PETE #4 DEWATERING BELT FILTER, EIMCO MODEL 3M65 EXTRACTOR, S/N CSP0000326-01/02. | 272GDF0400 | GDF 44-04 GYPSUM DEWATERING FILTER | 1000143566- 905252M2 | SB1AE6 | 2 | EA | 1208
PETE | 5207523 | 10.513.779 | TERMINAL BLOCK, 36 POSITION, CONTROLLOGIX PLC, SCREW-CLAMP, REMOVABLE, USED FOR PLC MODULES, FOR USE WITH MODULES ON AB CONTROLLOGIX CHASSIS FOR UNIT 4 COOLING TOWER. |  |  | 1756-TBCH | 4FA5G8 | 2 | EA | 164.26
PETE | 5015298 | 10.513.784 | STATES TYPE ZWM TERMINAL BLOCK FOR HEAT TRACE USED ON PETE 1-2-3-4 SBS, UNIT 3 BOOSTER FAN LUBE OIL SYSTEM AND OTHER SYSTEMS INSTALLED AT PETE AFTER 1/1/2014. | 203RFBHTTR | UNIT 3 SCRUBBER BOOSTER FANS HEAT TRACE CONTROL PANEL. 23 CIRCUITS. OPERATING INSTRUCTIONS ARE COPIED TO THE NOTES. | M-25012 | 2FA9C31 | 2 | EA | 126
PETE | 5216456 | 10.513.785 | BLOCK, THRUST NOZZLE FOR INACTV THRUST ON TURBINE GE, MODEL 122955/56, UNIT/AREA PETE 3-1&2 MANUFACTURER PART NO = 101A280RA-1 |  |  | 101A280RA-1 | 2FA12F2 | 4 | EA | 1095.36
PETE | 5015638 | 10.513.789 | REBUILD KIT FOR CARBON BLOWER, TUTHILL COMPETITOR PLUS, MODEL 5003-22L2, USED ON PETE 1 ACTIVATED CARBON INJECTON SYSTEMS |  |  | 5600638E | 2FA8F13 | 1 | EA | 351
PETE | 5706007 | 10.513.790 | BLOWER, AIR SLIDE, J70 SIZE, W/2C031-150S PULLEY ATTACHED. | 203RWB0000 | AIR SLIDE BLOWER | 2C228-085 | 2FA15G26 | 1 | EA | 8244.71
PETE | 5706901 | 10.513.794 | BLOWER, VORTRON, MODEL J70, 4-BEARING HEAD, 15HP, FOR PETE 3 IUCS/CIS, COMPLETE BLOWER ASSEMBLY & MOTOR. | 203RWB0000 | AIR SLIDE BLOWER | 2C385-265-151 | SB1IA4 | 1 | EA | 10350
PETE | 5004701 | 10.513.796 | DRIVE PRESSURE BLOWER, DIRECT ARR'T #4, 2500 CFM @ 36" S.P. @ 70 DEG F @ 3515 RPM @ 19.69 BHP, 8" INLET, 8" FLANGED OUTLET AND 25 HP @ 3/60 230/460 VOLT, 3515 RPM, 284-TS FRAME, WEG, PREM EFF, TEFC MTR USED ON PETE 3 FGD. | 203RGDI000 | UNIT 3 SCRUBBER INLET-DAMPERS AND SEAL AIR BLOWERS | BC-6-08S-26B | SB1IE11 | 2 | EA | 10515.8
PETE | 5706522 | 10.513.797 | BLOWER, FLYASH, 900 SCFM, 9.0 PSIG, 1738 RPM, CCW ROTATION, ROOTS MODEL 616 RAM-J, PER DELTA/DUCON DWG. #B08963-M02, FOR PETE #4 IUCS/CSI FLYASH SILO. | 204RWFAB01 | SOUTH FLY ASH BLOWER (DUCON) AND MOTOR | 616 RAM-J | SB1FF4 | 1 | EA | 13993
PETE | 5004623 | 10.513.799 | BLOWER, REGENERATIVE, 10 HP, 3500 RPM, 460V, 3PH ROTRON, FOR PETE #3 & #4 IUCS/CSI VACUUM FILTERS. | 203RWVFFL1 | FL-1 VACUUM FILTER ***CONFINED SPACE ENTRY*** ***SEE NOTES PAGE 6*** | DR858BB72W |  | 0 | EA | 0
PETE | 5513954 | 10.513.809 | KEEPER, JOURNAL BEARING, FOR PETE #3 & #4 ABB C-E SVCS. MODEL 903RP COAL PULVERIZERS. | 203BFCM001 | 3-1 PULVERIZER *** CONFINED SPACE ENTRY *** *** FOR PYRITE SECTION ONLY - SEE NOTES PAGE 6 *** | 94-151 | 1FA12B8 | 12 | EA | 2785.44
PETE | 5002886 | 10.513.818 | BEARING, PILLOW BLOCK, 1-15/16" BORE, 2-BOLT, SET SCREW LOCKING, STANDARD DUTY, CAST IRON HOUSING, FOR PETE #4 ELECTROSTATIC PRECIPITATOR, ENVIRONMENTAL ELEMENTS CO. MODEL. | 204ENPRCP1 | UNIT 4 PRECIPITATOR 4-1 (SOUTH) INCLUDES CONTROLS, TR SETS, VIBRATORS, RAPPERS, DOORS, LOCKS AND HIGH VOLTAGE BUSHINGS. *********CONFINED SPACE SEE NOTES PAGE 6********* | VPS-231 | 4FA2B11 | 13 | EA | 1028.3
PETE | 5706278 | 10.513.820 | BEARING, PILLOW BLOCK, DOUBLE-INTERLOCK, 2-15/16" BORE, 2-BOLT, 11-1/4" BOLT HOLE CENTER, TAPERED ROLLER BEARING, NON-EXPANSION, 7-7/8" OVERALL HEIGHT, FOR PETE #3 & #4 IUCS/CSI RADIAL STACKING CONVEYORS. | 204RWCB02B | CO-102B MIXER FEED CONVEYOR. | P2BDI215R | 4FA55B8 | 2 | EA | 2512.4
PETE | 5706279 | 10.513.821 | BEARING, PILLOW BLOCK, DOUBLE-INTERLOCK, 3-7/16" BORE, 2-BOLT, 13-1/2" BOLT-HOLE CENTER, TAPERED ROLLER BEARING, NON-EXPANSION, 9-5/16" OVERALL HEIGHT. | 204RWCB05A | CO-5A PRODUCT TRANS CONVEYOR. | 023349 | 4FA55B8 | 2 | EA | 1855.58
PETE | 5706409 | 10.513.824 | BEARING, FAN, 1-15/16" BORE, FOR PETE #3 IUCS/CSI PUGMILL DUST COLLECTOR FAN. | 204AHFSDC0 | UNIT 4 FLYASH SILO DUST COLLECTOR *** CONFINED SPACE ENTRY *** | VPS-331 | 2FA15D19 | 2 | EA | 147.6
PETE | 7003625 | 10.513.825 | BEARING,PILLOW BLOCK,INSERT ONLY,3-15/16 IN BORE, FOR MP-63 & MPF-63 PILLOW BLOCKS | 266CA00000 | "A" COAL CONVEYING SYSTEM | S14AZ86630 | 4FA50A3 | 2 | EA | 378.66
PETE | 7003514 | 10.513.826 | BEARING, PILLOW BLOCK, NON-EXPANSION, MEDIUM DUTY, REGREASABLE, SET SCREW LOCKING COLLAR, FELT SEALS, C.I. HOUSING, 3-15/16" BORE, 4 BOLT, 13-1/4" BOLT HOLE CENTER, 10-1/4" OVERALL HEIGHT. | 266CA07ACB | 7A COAL CONVEYOR *** SEE EQUIPMENT NOTES PAGE #6 *** * CUTTING & WELDING PERMIT REQUIRED * | MFP-63 | SB1FD4 | 1 | EA | 1530.99
PETE | 5706079 | 10.513.827 | BEARING, PILLOW BLOCK, 3" BORE, 2-BOLT, 9" BOLT HOLE CENTER, 6-31/32" OVER-ALL-HEIGHT, FOR PETE #4 IUCS/CSI FLYASH SCREW CONVEYOR. | 204RWCB103 | CO-103 FLYASH SCREW CONV & BEARINGS MCC 101 FLYASH SCREW CONV CO-103 | VPS348 | 2FA15A31 | 2 | EA | 331.42
PETE | 7003599 | 10.513.830 | BEARING, PILLOW BLOCK, 2-BOLT, 2-7/16" BORE, 7-1/8" BOLT HOLE CENTER, SPHERICAL ROLLER BEARING, CAST IRON HOUSING, 5-1/2" OVERALL HEIGHT. | 203RWCB01A | CO-1A FILTER DISCH CONVEYOR | P-B22439H | SB1FE4 | 2 | EA | 668
PETE | 5721521 | 10.513.832 | BEARING, PILLOW BLOCK / SPLIT, FLOATING END, FOR V-BELT DRIVE, USED ON PETE #3 & #4 FLYASH BLOWERS. | 203AHFB001 | 3-1 FLY ASH BLOWER ASSEMBLY | SIBCH300FL | 4FA56A4 | 0 | EA | 0
PETE | 5004068 | 10.513.833 | BEARING, PILLOW BLOCK, 1 1/2", SC FOR 60 SERIES SCRUBER, PETE 3, MFG # = AC-3128-1-18, DODGE #123585. | 203RGMOD0A | FD60-A MODULE OUTLET DAMPER INCLUDES DRIVE UNIT, DAMPER, CHAIN AND ELECTRICAL CONTROLS. WIEGHT 1,560 LBS. | B83KY82200 | SB3B1A7 | 3 | EA | 90.3
PETE | 5706618 | 10.513.834 | BEARING, PILLOW BLOCK, 160 MM, FOR NON-DRIVE END ON DRIVE PULLEY, USED ON PETE #4 DEWATERING BELT FILTER, EIMCO MODEL 3M65 EXTRACTOR, S/N CSP0000326-01/02. | 272GDF0400 | GDF 44-04 GYPSUM DEWATERING FILTER | 1171913-01 | SB1DD1 | 1 | EA | 3413
PETE | 5013454 | 10.513.835 | BEARING, PILLOW BLOCK, 2.4375 ID, TAIL PULLEY BEARING, USED ON MERRICK WEIGH FEEDER, MODEL 450-36-G, S/N 30491, PETE 4 LIMESTONE PREP BLDG. | 204LSW4405 | LIMESTONE WEIGH FEEDER FOR BALLMILL 44-05 | SY2.7/16TF | 1FA11H11 | 2 | EA | 796
PETE | 5004530 | 10.513.837 | BEARING, PUMP, USED ON WATSON MARLOW BREDEL SPX40, S/N 70092 & 70359, USED ON PETE #3 & #4 SCRUBBER SULFUR TRANSFER PUMPS. | 203RMPASP3 | SP-3 SULFUR PUMP | 28-B141460 | 2FA15F39 | 2 | EA | 416.42
PETE | 5005733 | 10.513.838 | BEARING, PUMP, DRIVE END, FOR PETE #4 IUCS/CSI THICKNER SUMP PUMP, WARMAN PUMPS MODEL 150SV-SPR. | 204RBSU101 | P410-1 DISPOSAL AREA DRAINAGE SUMP PUMP AND MOTOR LOCATED OUTSIDE BY #4 RETURN TANK | S009D-1 | SB3C1A1 | 2 | EA | 2836.67
PETE | 5005712 | 10.513.839 | BEARING, PUMP, FOR PETE #4 CSI THICKNER SUMP PUMP, WARMAN PUMPS MODEL 40PV-SPR. | 204RBSU041 | P404-1 FGD AREA DRAINAGE SUMP PUMP, LOCATED BETWEEN 4-2 ID FAN AND "C" QUENCHER SUMP | P009 | 2FA16B24 | 1 | EA | 456.87
PETE | 5706762 | 10.513.840 | BEARING, PUMP, FOR PETE #4 DEWATERING FILTER FEED PUMPS, WARMAN PUMPS MODEL 4/3CAH. | 203RPSP03A | 3-A MAKE-UP SLURRY PUMP P5-3A (EAST PUMP) (PUMP CONNECTED TO SLURRY STORAGE TANK) | C009 | 2FA6A28 | 6 | EA | 734.72
PETE | 5503918 | 10.513.848 | BEARING, ROLLER, LOWER VERTICAL SHAFT, RADIAL, CYLINDRICAL, FOR PETE #2, #3 & #4 ABB C-E SVCS. COAL PULVERIZERS, MODELS 823RPS & 903RP. | 203BFCM001 | 3-1 PULVERIZER *** CONFINED SPACE ENTRY *** *** FOR PYRITE SECTION ONLY - SEE NOTES PAGE 6 *** | MP-9641 | SB1JD7 | 1 | EA | 2754.68
PETE | 5003024 | 10.513.851 | BEARING, ROLLER, DOUBLE ROW, 140 MM BORE, 300 MM OD, 102 MM WIDTH, METRIC, SPHERICAL, SELF-ALIGNING, CYLINDRICAL BORE, FOR PETE #3 SCRUBBER RECYCLE PUMPS, 18 X 16 X 35, GARDNER-DENVER MODEL SRL-C, FRAME 6, ITEM #6, S/N 01-166483. | 203RMRCPA1 | RECYCLE PUMP P1-3-A1 | 22328CJC3W33 | 4FA57B4 | 4 | EA | 5179.96
PETE | 5003254 | 10.513.852 | BEARING, ROLLER, SPHERICAL, DOUBLE ROW, 200 MM BORE, 360 MM OD, 98 MM WIDTH, METRIC, SELF-ALIGNING, CYLINDRICAL BORE, FOR PETE #3 & #4 SCRUBBER LIMESTONE BALL MILLS, KVS MODEL 48 X 16-3/5B, S/N 758-P-75 & 1469-P-82, SIZE 10' X 18'-6". | 203RPBM000 | M2-3 BALL MILL LINERS,SCREENS,AND INTERNALS | 22240CJ | 4FA52B7 | 2 | EA | 3592.02
PETE | 5711588 | 10.513.854 | BEARING, ROLLER, DOUBLE ROW, 65 MM BORE, 120 MM OD, 31 MM WIDTH, METRIC, SPHERICAL, SELF-ALIGNING, CYLINDRICAL BORE. | 203AHFB001 | 3-1 FLY ASH BLOWER ASSEMBLY | 22213CJW33C3 | 1FA3D52 | 4 | EA | 378.92
PETE | 5004456 | 10.513.858 | BEARING, ROLLER, CYLINDRICAL, 70MM ID, FOR PETE #3 IUCS THICKENER RAKE, W/ CLD60 LIFTING DEVICE, EIMCO PROCESS EQUIPMENT MODEL C60B2P, S/N 76011-01. | 203RDTHD01 | THICKNER DRIVE #1 GEAR REDUCER AND MOTOR | F10DX44090 | 2FA5C4 | 1 | EA | 630
PETE | 5711736 | 10.513.859 | BEARING, ROLLER LOC #47, P/N 323W29-P FOR LINK-BELT ELECTROFLUID GEARMOTORSIZE & MODEL DDFF-73 RATIO 20.9-1 MOTOR FRAME 215TYZ S/N ME4-43461-A USED AS CLINKER GRINDER DRIVE UNIT ON #3 UNIT, CONE-TIMKEN CONE-TIMKEN 643, CUP-TIMKEN 633. |  |  | I54ST17609 | 1FA3G23 | 4 | EA | 124.52
PETE | 5503927 | 10.513.861 | BEARING, ROLLER, RADIAL, WORM SHAFT, FOR PETE #2, #3 & #4 & EWS #7 ABB C-E SVCS. MODELS 823RPS & 903RP & 803RS COAL PULVERIZERS. | 203BFCM001 | 3-1 PULVERIZER *** CONFINED SPACE ENTRY *** *** FOR PYRITE SECTION ONLY - SEE NOTES PAGE 6 *** | N334MF | SB1HC9 | 2 | EA | 4100.28
PETE | 5004360 | 10.513.865 | BEARING, ROLLER, ITEM #79, P/N NV309. FOR FL-101 & FL-102 VACUUM FILTER DRIVE UNITS A-111 & A-112, PETE #4 SLUDGE DISPOSAL | 204RWVFFA1 | FL-101 VACUUM FILTER AGITATOR | NV309 | 4FA3E21 | 1 | EA | 49.87
PETE | 5009113 | 10.513.866 | BEARING, TAPERED ROLLER, # 90030 TIM, FOR GALIGHER PUMPS MODEL 2SR3-5100 X 72, USED ON PETE #1 & #2 SCRUBBER PROCESS WATER SUMP PUMPS AND PETE 4 GYPSUM SUMP PUMPS. | 272DSP042A | DSP 44-2A DEWATERING SUMP #2 PUMP A *UNIT #4 PROCESS BUILDING 1ST FLOOR | 566,563D,X2S566 | 2FA14C31 | 2 | EA | 572.3
PETE | 5005023 | 10.513.871 | BEARING, DAMPER, UPPER SHAFT, FOR 14" SHUTOFF VALVE, "GARSEAL" TYPE, FOR PETE #1 & #2 SCRUBBER ABSORBER TOWERS. | 204RFBFV01 | 4-1 BOOSTER FAN VANES INCLUDES OPERATOR, LINKAGE AND CONTROLS *** CONFINED SPACE ENTRY *** SEE NOTES PAGE 6 *** | PT#64000-4 | 4FA3E1 | 4 | EA | 57
PETE | 5706136 | 10.513.878 | BEARING, EAGLE P/N D11082, FOR BM-D24828 REDUCER, USED ON 24" DIA. X 13'-6" LONG MIXER, #BM-D28458, S/N 10149, FOR PETE #3 & #4 SLUDGE WASTE TREATMENT.(BEARING CONSISTS OF: 1 TIMKEN CONE #6559 & 1 TIMKEN CUP #6535 OR EQUAL) | 203RWPM000 | PUG MILL | I54ST10309 | 2FA15D28 | 2 | EA | 702.24
PETE | 5004091 | 10.513.884 | BEARING, THRUST & RADIAL, FOR 3" VERTICAL CANTILEVER SHAFT PUMP, USED ON PETE #4 SCRUBBER BALL MILL SLURRY SUMP PUMP, LAWRENCE PUMPS MODEL, S/N 82745-1/-2. | 204RBSUBM0 | BALL MILL AREA SUMP PUMP AND MOTOR LAP 4-1 | ABR-MFC-64 | 4FA5I32 | 2 | EA | 2312.84
PETE | 7002590 | 10.513.887 | BEARING, THRUST, TAPERED ROLLER, FOR FILTER DRUM, USED ON PETE #4 CSI VACUUM FILTERS, FL-101 & FL-102, DORR-OLIVER S/N CSP0000252-01AR & -01BL. | 204RWVFFL1 | FL 101 VACUUM FILTER MCC 101 ROTARY VACUUM FILTER FL-101 ***CONFINED SPACE ENTRY***SEE NOTES PAGE 6*** | T251 904A1 | 4FA4E21 | 2 | EA | 264.8
PETE | 5513906 | 10.513.896 | BEARING, THRUST (LOWER), V-FLAT, FOR PETE #2, #3, &#4 ABB C-E SVCS. MODEL 823RPS & 903RP COAL PULVERIZERS, S/N 66810-66814. | 203BFCM001 | 3-1 PULVERIZER *** CONFINED SPACE ENTRY *** *** FOR PYRITE SECTION ONLY - SEE NOTES PAGE 6 *** | VFT10047 | SB3N2A1 | 1 | EA | 16509.13
PETE | 5013502 | 10.513.897 | BEARING, (LS) THRUST/JOURNAL - ITEM #T106, USED ON PETE 4 SCRUBBER OXIDATION AIR COMPRESSORS. | 204OCS4402 | OXIDATION AIR COMPRESSOR SKID 2 | GL400T003 | 1FA11G17 | 1 | EA | 7951
PETE | 5216281 | 10.513.900 | BEARING, THRUST, 20 60 80 AE ENPRO, MODEL 7120HSAE, 4-1&2 SEAL, S/N J2257-60 MANUFACTURER PART NO = W206485-000 |  |  | T58CP02508 | 2FA9F22 | 7 | EA | 32.2
PETE | 6501134 | 10.513.901 | BEARING, #12481 USED ON UNIT #3 TURBINE DRIVEN BOILER FEED PUMPS OIL PURIFIER. |  |  | 6202.C3 | 2FA12E59 | 2 | EA | 5.44
PETE | 5704384 | 10.513.906 | BEARING, ORG. PT.# 921463, REF.#4A1 & 4A2, TIMKEN #HH228340/HH228310 FOR LS PINION SHAFT USED ON SPEED REDUCER ON #3A, CONVEYOR FALK MODEL 2145Y2S,RATIO 30.81/1, SPEED 1750/56, SPEED REDUCER. | 266CA03ACB | 3A COAL CONVEYOR BELT *** SEE EQUIPMENT NOTES PAGE #6 *** * CUTTING & WELDING PERMIT REQUIRED * BEFORE ARC WELDING WITHIN 100 FEET OF DETECTOR. | I54ST16803 | 2FA1G15 | 2 | EA | 235.7
PETE | 5004274 | 10.513.916 | BOARD, ISOLATING TRANSMITTER, 0-1V INPUT, 4-20MA OUTPUT, 120 VAC, FOR ACTION INSTRUMENT CO. MONITOR. | 201BFBG001 | 1-1 PULVERIZER BLAST GATE (ALSO CALLED P GATE) INCLUDES GATE, SOLENOID, SWITCH, AND CYLINDERS. | AP4380-2000 | 2FA15F14 | 1 | EA | 295
PETE | 5305416 | 10.513.917 | BOARD, INDICATION, FLAME SCANNER, ABB C-E SVCS. MODEL D-984-0726 ELECTRONIC CHASSIS, FOR PETE #3 & #4 BOILER FUEL CONTROLS. | 203BFFSMAG | UNIT 3 FLAME SCANNER SYSTEM DETECTOR, TIPS, NOZZLES, TUBES AND ELECTRONICS | D-984-0581 | 2FA25H25 | 1 | EA | 537.52
PETE | 5012890 | 10.513.921 | BOARD, PULSE TIMER, 22 CHANNELS, ON 50-500 Msec/OFF 1-180 SEC, USED ON FOSTER WHEELER P.J.F.F. (BAGHOUSE) FILTER CLEANING SOLENOIDS. | 203BCOMP01 | UNIT 3 FABRIC FILTER COMPARTMENT #1, CONTAINS 34 ROWS OF 40 FILTER BAGS SUPPORTED ON WIRE CAGES, TOTAL OF 1360 BAGS. BAGS ARE 29.75' LONG, 5" DIAMETER. COMPARTMENTS ARE NUMBERED SO. TO NO., EAST TO WEST, S.E. IS #1, N.E.. IS #2. 2PI-FF-1801 DIFF.PRESS.GA | DCT622-SC | 2FA4A34 | 4 | EA | 1678.82
PETE | 5608240 | 10.513.931 | BOARD, VIBRATION PHASE AMPL., PART #3S7700PB110A1 SUPERVISORY INSTRUMENT SYSTEM S/N 170X755, S/N 170X583. |  |  | 3S7700PB110A1 | 2FA13B20 | 1 | EA | 2039.29
PETE | 5007812 | 10.513.936 | BOARD, ANALOG INPUT 4-20MA/1-5V, FOR PROGRAMMABLE RESEARCH COTTRELL INC., STYLE COMPUTER MANUFACTURER PART NO = B243-105 |  |  | B243-105 | 4FA1B1 | 1 | EA | 1118.75
PETE | 5003396 | 10.513.947 | BOARD, POWER SUPPLY, FOR EXIDE CORPORATION CHARGER MODEL USF-130-3-150, MANUFACTURER PART NO = 101-071-207 | 203REDCB00 | UNIT 3 FGD BATTERY AND CHARGERS IMNCLUDES BATTERY BANK 59 CELLS AND CHARGER | 101-071-207 | 2FA14E20 | 3 | EA | 1200.51
PETE | 5013018 | 10.513.955 | PRE-AMP BOARD FOR LONG RANGE ULTRAFLOW 150 | 203ENEM00B | UNIT 3 SCRUBBER SO2,CO2,NOX BACK-UP C.E.M. INCLUDES SO2,CO2,NOX ANALYZERS, SAMPLE SYSTEM, DATA LOGGERS, PROBE CONTROLLER, FLOW TRANSDUCER, AND PRINTER. | 1903-0400-02 | 2FA20C4 | 6 | EA | 5953.14
PETE | 6002822 | 10.513.960 | BOARD, INSTRUMENT, PRINTED CIRDUIT, DISCRIMINATOR PART # V412292.B01 FOR SECOAL NUCLEAR MONITORS | 204BFCFFND | COAL FEEDER NUCLEAR COAL FLOW DEVICES ON 4-1 THRU 4-6 COAL FEEDERS **CAUTION: THESE DEVICES ARE NRC REGULATED****** *******OBSERVE PROPER HANDLING PROCEDURES******* | V412292.B01 | 2FA11E4 | 1 | EA | 398
PETE | 5015861 | 10.513.963 | BUFFER BOARD, PC BD, UF 150, LR14, TESTED. | 203ENEM00B | UNIT 3 SCRUBBER SO2,CO2,NOX BACK-UP C.E.M. INCLUDES SO2,CO2,NOX ANALYZERS, SAMPLE SYSTEM, DATA LOGGERS, PROBE CONTROLLER, FLOW TRANSDUCER, AND PRINTER. | 1906-0100-03 | 1FA1F40 | 2 | EA | 1326
PETE | 5706428 | 10.513.969 | BOARD, SCALE, CARD 930 CHASSIS, MODEL 950 WEIGH FEEDER (FD-102) MERRICK S/N 950-DSC-17594 MERRICK P/N 19270A. | 203RWBSWFR | WS-1A BELT SCALE(CO-1A) INCLUDES ELECTRONICS, WEIGHBRIDGE AND CONTROLS. | 19270A | 2FA21G18 | 1 | EA | 759.16
PETE | 5706900 | 10.513.973 | TIMER BOARD, 10 POSITION, USED ON PETE 3&4 FLYASH DAY TANKS PULSE AIR. | 203RWFADC0 | FLYASH DAYTANK DUST COLLECTOR | DNC-T2010-A10 | 2FA7B2 | 2 | EA | 554.82
PETE | 5002010 | 10.513.974 | TRIGGER, BOARD, USED IN PETE 4 PRECIPITATOR PURGE AIR SYSTEM. | 204ENPRCP1 | UNIT 4 PRECIPITATOR 4-1 (SOUTH) INCLUDES CONTROLS, TR SETS, VIBRATORS, RAPPERS, DOORS, LOCKS AND HIGH VOLTAGE BUSHINGS. *********CONFINED SPACE SEE NOTES PAGE 6********* | 2007040419 | 2FA9C16 | 3 | EA | 1594.06
PETE | 5305428 | 10.513.981 | BOARD, FLAME SCANNER, ELECTRONICS HOUSING, FOR PETE ABB C-E SVCS. FLAME SCANNER DETECTION SYSTEMS. | 203BFFSMAG | UNIT 3 FLAME SCANNER SYSTEM DETECTOR, TIPS, NOZZLES, TUBES AND ELECTRONICS | EPSD-372-00 | 2FA25E28 | 3 | EA | 2061
PETE | 5711210 | 10.513.996 | BODY ASSY, FOR PETE #3 & #4 BOTTOM ASH HOPPER 4" JETPULSION PUMP, DWG 4-1602-149, AS FURNISHED ON UCC PO 54674-4, MFT. P/N 1602-214. | 203AHTKP01 | 3-1 PYRITE HOPPER AND CATEGORY'S OF THE HOPPER | 1602-214 | SB1AD4 | 2 | EA | 1759.5
PETE | 5711665 | 10.514.000 | BODY, CYLINDER, FOR UNITED CONVEYOR T.E. SLUICE GATE, USED ON UNIT 3, MANUFACTURER PART NO. SK-44290-5 |  |  |  | SB5A2A3 | 1 | EA | 90.82
PETE | 5005923 | 10.514.003 | BODY, W/PNEUMATIC ACTUATOR, FOR RESEARCH COTTRELL INC, MODEL 2, TYPE PINCHMANUFACTURER PART NO = 190-2868 | 203RWPGF00 | FILTRATE PIPING | 190-2868 | 4FA2A16 | 1 | EA | 275.24
PETE | 5505710 | 10.514.008 | BELT, CONVEYOR, 18" WIDE, 2 PLY, 220 PIW, 3/16" BARE, W/O SPLICE, FOR PETE 3A, 3B, 8A & 8B COAL FEED & SAMPLE CONVEYORS, J.B. LONG PROJ. #92062, P/N 0030-0063. | 266CHCSS3A | 3A COAL CONV. SAMPLER **** SEE EQUIPMENT NOTES PAGE #6 **** * CUTTING & WELDING PERMIT REQUIRED * | 00300063 | SB1MA2 | 60 | FT | 525
PETE | 5706894 | 10.514.010 | DRIVE BELT, 10-RIB, USED ON PETE 3&4 FLYASH DAY TANK FLUIDIZING AIR BLOWER. | 203RWB0000 | AIR SLIDE BLOWER | 2A041-539 | 2FA7E11 | 1 | EA | 75
PETE | 5015609 | 10.514.014 | FEEDER BELT, 5MR 815X20 SD, 1 OF 3 BELTS IN THE COPERION K-TRON MODEL K2-MV-T35 FEEDER, USED ON PETE UNITS 1-2-3-4 ACTIVATED CARBON INJECTION SYSTEMS | 203ENCFDR1 | FEEDER, FEEDER MOTOR, FEEDER VFD, FEEDER HOPPER FOR "TRAIN 1" POWDERED CARBON TRANSPORT SYSTEM. | 0000000137 | 2FA8F34 | 3 | EA | 279
PETE | 5706501 | 10.514.017 | BELT, V-DRIVE, FOR PETE #4 IUCS/CSI PUG MILL. (BANDED SET OF 3 EA.) | 204RWPM000 | PUGMILL MCC 101 PUG MILL MIXER M-101 | 3/CX112 | SB3M1WALL | 2 | EA | 348.66
PETE | 5009078 | 10.514.023 | BELTS, V-DRIVE, 3VX750 GRIP NOTCH, FOR PETE DEWATERING FILTER FEED PUMPS, & PETE #3 IUCS/CSI VACUUM FILTERS, WARMAN PUMPS MODEL 032CAH RAAJ 5310. (MATCHED SET OF 2 EA.) | 203RWFA000 | UNIT #3 FLYASH SILO INCLUDES SILO AND ALL ASSOCIATED EQUIPMENT BLOWERS, FEEDERS AND EQUIPMENT.. | 3VX750 SET OF 2 | SB3M2WALL | 3 | ST | 56.79
PETE | 5005970 | 10.514.026 | BELT, V-DRIVE, HY-T WEDGE, FOR MILL SLURRY PUMP (5 SHEAVES), USED ON PETE #4 SCRUBBER BALL MILL (#5). | 204MSP405A | BALLMILL SLURRY PUMP | 5VX1230 | 1FA6H16 | 5 | EA | 311
PETE | 7004512 | 10.514.031 | BELT, V-DRIVE, CUT LENGTH- 190", TOP WIDTH- 1", FOR PETE #3 SCRUBBER RECYCLE PUMPS, GOODYEAR 8V1900 OR EQUAL. (MATCHED SET OF 8) | 203RMRCMA1 | A-1 RECYCLE PUMP MOTOR. (PI-3-A1) INCLUDES MOTOR AND CONTROLS. | 8V1900 | SB3B2A2 | 3 | ST | 4028.14
PETE | 7004272 | 10.514.032 | BELT, V-DRIVE, CUT LENGTH- 200", TOP WIDTH- 1", GATES 8VX2000. (MATCHED SET OF 5) | 203RWVP06A | P6A FILTER VACUUM PUMP | 8VX2000 | SB3B2B1 | 2 | ST | 1305.06
PETE | 7004290 | 10.514.039 | BELT, V-DRIVE, VARI-SPEED, FOR PETE #3 IUCS/CSI FL-1 & FL-2 VACUUM FILTERS, REEVES MOTOR DRIVE SIZE B-342, GOODYEAR 3432V480 OR EQUAL. |  |  | 3432V480 | 1FA6C24 | 3 | EA | 272.43
PETE | 5706626 | 10.514.040 | BELT, V-DRIVE, FOR FILTRATE PUMP, (BARE), MODEL 55-OH, 4 X 9, CD4MCU, CARVER SERIES 855-OH, S/N 180078-1A, USED ON PETE #4 DEWATERING VACUUM FILTER, EIMCO MODEL 3M65 EXTRACTOR, S/N CSP0000326-01/02. | 272FRP4400 | FRP 44-04 DEWATERING UNIT #4 FILTER FILTRATE RECEIVER PUMP | 5VX530 | 1FA6G15 | 6 | EA | 105.06
PETE | 5705178 | 10.514.042 | BELT, V-DRIVE, CUT LENGTH- 62", TOP WIDTH- 1/2". | 203RWCB01B | CO-1B FILTER DISCH CONVEYOR. | A60 | SB3CWALL | 4 | EA | 21.6
PETE | 7004291 | 10.514.044 | BELT, V-DRIVE, CUT LENGTH- 75, TOP WIDTH- 3/8, FOR PETE #3 IUCS/CSI FLYASH SILO DUST COLLECTOR. |  |  | 3VX750 | 1FA6F59 | 2 | EA | 16.8
PETE | 7004152 | 10.514.045 | BELTS, V-DRIVE, CUT LENGTH- 77", TOP WIDTH- 21/32". (3 PER SET) | 203RWCB02B | CO-2B MIXER FEED CONVEYOR. | B-74 | 1FA6C32 | 2 | ST | 70.04
PETE | 5706096 | 10.514.047 | BELT, V-DRIVE, CUT LENGTH- 84", TOP WIDTH- 21/32", GOODYEAR B81 OR EQUAL. | 204RWCB01B | CO-101B FILTER DISCH CONVEYOR. | B81 HY-T PLUS | 2FA15H28 | 4 | EA | 51.64
PETE | 5706406 | 10.514.049 | BELT, V-DRIVE, CUT LENGTH- 93", TOP WIDTH- 21/32", GOODYEAR B90 OR EQUAL. | 203RPCVDC3 | UNIT 3 LIMESTONE BUNKER DUST COLLECTOR. | B90 | SB5A2B9 | 12 | EA | 188.35
PETE | 5513754 | 10.514.055 | BELT, FEEDER, COAL, 29" WIDE X 94-1/2" LONG, 2 PLY 220 PIW, 5/32" X 3/32" H-A-R GRADE 1 COVERS, 1/2" VULCANIZED SIDE FLANGES, AMS MECHANICALLY FASTENED, FOR PETE #3 & #4 STOCK COAL FEEDERS. (DO NOT SUBSTITUTE) | 203BFCF001 | 3-1 COAL FEEDER ********SEE EQUIPMENT NOTES PAGE 6 ********** ***NUCLEAR DENSITY GAGE ATTACHED TO PIPING*** | BSR-1W1209-AMS-GR-1 | SB1DF3 | 18 | EA | 10632.56
PETE | 5004257 | 10.514.056 | BELT, 18.25" CIRC,FOR IR FILTER WHEEL USED PETE 3 STACK MONITOR SO2 SCRUBBER MANUFACTURER PART NO = 70078 |  |  | P/N 70078 | 4FA4E1 | 7 | EA | 72.24
PETE | 5706075 | 10.514.057 | BELT, WINCH DRIVE, (MATCHED SET OF 2) PT.# P507575, FOR KOLMAN MOD. 101-RVARIABLE, HT RADIAL STACKER, S/N 76-246-24-150, SLUDGE WASTE TREAT. - PETE3, BOSTRON B-120. | 204RWCB06A | CO-6A RADIAL STACKING CONVEYOR. | B83FJ61752 | 2FA11H9 | 1 | ST | 9.63
PETE | 5714188 | 10.514.058 | BELTING, CONVEYOR, 48" WIDE X 1500 FT., ORIENTAL MAXX TUFF, 4 PLY, 440 Piw, 1/4" X 1/8", FIRE RETARDANT 2G (110) COVERS, FOR PETE 8A, 8B, 9A & 9B COAL CONVEYORS, LENGTH TOLERANCE -0% TO +2%. (DO NOT SUBSTITUTE) | 204RPCVB01 | #1 LIMESTONE CONVEYOR FEEDER BELT, ROLLERS |  | SB4 | 3006.62 | FT | 129714.71
PETE | 5109221 | 10.514.143 | BOLT, SKID SHOE, P/N 574852, PLOW BOLT #3 HEAD, 7/8-9X4 WITH NUT, GRADE 8 | 266CHE0110 | COAL HANDLING DOZER 380 SN418E110K **** SEE EQUIPMENT NOTES PAGE 6 **** *CUTTING AND WELDING PERMIT REQUIRED* | 574852 | 2FA6B33 | 80 | EA | 215.2
PETE | 5706760 | 10.514.168 | BOLT, ADJUSTING, W/ 3 JAM NUTS & 2 WASHERS, FOR PETE #4 DEWATERING FILTER FEED PUMPS, WARMAN PUMPS MODEL 4/3CAH. | 203RPSP03A | 3-A MAKE-UP SLURRY PUMP P5-3A (EAST PUMP) (PUMP CONNECTED TO SLURRY STORAGE TANK) | C001ME62 | 2FA6E45 | 1 | EA | 83.45
PETE | 5721666 | 10.514.173 | ANGLE-BOLT CAPTURE, 24" SLUICE GATE, SS FPO, USED ON PETE 1,2,3,4 BOTTOM ASH HOPPER SLIDE GATE. | 203AHBHH0A | UNIT 3 (A) BOTTOM ASH HOPPER ***CONFINED SPACE ENTRY*** ***SEE NOTES PAGE 6*** | 20648 | 1FA3C36 | 2 | EA | 636
PETE | 5503979 | 10.514.176 | BOLT, COUNTERSUNK, 5/8" X 1-3/4", BLADE / SPIDER, FOR PETE #1 & #2 ABB C-E SVCS. MODEL 683RPS & 823RPS PULVERIZER EXHAUSTERS. | 204BFCM003 | 4-3 PULVERIZER *** CONFINED SPACE ENTRY *** *** FOR PYRITE SECTION ONLY - SEE NOTES PAGE 6 *** | 10-1116 | 1FA12F3 | 202 | EA | 626.2
PETE | 5706345 | 10.514.180 | BOLT, COUPLING, 3/4"-10 X 5-1/2", GRADE A325, W/ 3/4" LOCKNUT, ANCO 2H, FOR PETE #4 CSI FLYASH SCREW CONVEYORS, CO-103 & CO-107, ORDER #C3-536, (ITEM #3, DWG. #211449). | 204RWCB103 | CO-103 FLYASH SCREW CONV & BEARINGS MCC 101 FLYASH SCREW CONV CO-103 | 240156/245554 | 2FA15C36 | 40 | EA | 1138.1
PETE | 6625225 | 10.514.182 | BOLT, SV, SPRING HOUSING COUPLING, FOR PETE #3 & #4 G.E.TURBINES, S/N 170 X 583 & 755, MFT. P/N 199A1553P0007. |  |  | 199A1553P0007 | 2FA12F28 | 1 | EA | 132.86
PETE | 5504290 | 10.514.195 | BOLT, BOWL HUB COUPLING 1 1/2" HEX HEAD COUPLING BOLT X 9" LONG FOR UNIT 3& 4 CE 903 PULVERIZERS. P/N MP-9217-D. |  |  | MP-9217-D | SB3K2C1 | 24 | EA | 1222.17
PETE | 5513665 | 10.514.203 | BOLT, CAP SCREW, HEX HEAD, 5/8"-11 X 3-1/2", GRADE 2, FOR PETE #2 ABB C-E SVCS. MODEL 823RPS COAL PULVERIZERS. | 202BFCM001 | 2-1 PULVERIZER *** CONFINED SPACE ENTRY *** *** FOR PYRITE SECTION ONLY | 13-3115 | 1FA12D2 | 31 | EA | 12.71
PETE | 5607489 | 10.514.211 | BOARD, CAPACITOR, FOR SYNCHRODRIVE CONTROLLER, PHILADELPHIA GEAR, MODEL#H12, S/N 902214, PETE 3 MANUFACTURER PART NO = PGC-01-380-0117-2 |  |  |  | 2FA11E7 | 2 | EA | 90.28
PETE | 4901107 | 10.514.218 | BOARD, CONTROL, CIRCUIT, CONTROL, PLUG IN UNIT #M99K-24, UNIT 4 FIRE PROTECTION SYSTEM (GRINNELL) |  |  |  | 1FA11F2 | 3 | EA | 232.17
PETE | 5607491 | 10.514.219 | BOARD, CONTROL, FOR SYNCHRODRIVE CONTROLLER, PHILADELPHIA GEAR, MODEL#H12,S/N 902214, PETE 3 MANUFACTURER PART NO = PGC-01-380-0071-2 |  |  |  | 2FA11E8 | 2 | EA | 367.24
PETE | 4901106 | 10.514.220 | BOARD, CONTROL, PLUG IN STYLE GRINNELL, UNIT 4, FIRE PROTECTION MANUFACTURER PART NO = PT. #P334V-24 |  |  |  | 1FA11F1 | 3 | EA | 289.53
PETE | 5007506 | 10.514.222 | BOARD, DISPLAY, FOR PH ANALYZER TBI-INSTRUMENT SHOP, MODEL 514 MANUFACTURER PART NO = 4TB5203-0105 | 204RMCNPQA | A QUENCHER PH CONTROLS | 4TB5203-0105 | 2FA19E40 | 2 | EA | 688.78
PETE | 6001077 | 10.514.239 | BOARD, INSTRUMENT, P/N 241A-4-12 FOR CONTROLOTRON FLOW DISPLAY COMPUTER P/N 24IN-CS40-A-T S/N 6964A. |  |  |  | 2FA17C51 | 1 | EA | 636.92
PETE | 5216303 | 10.514.242 | BOARD, INTEGRATED, FOR SEAL WATER SYSTEM MOORE INDUSTRIES, UNIT 3&4 MANUFACTURER PART NO = 800-810.32A |  |  | 800-810.32A | 2FA9F1 | 3 | EA | 3.9
PETE | 5216324 | 10.514.250 | BOARD, POWER, FOR RATIONAL BOSTON GEAR, MODEL VEL25-12A-24-25-27-AUTO/MAN MANUFACTURER PART NO = 60209 SER NO = F-TX |  |  | 60209 | 2FA9F5 | 1 | EA | 125.34
PETE | 5607492 | 10.514.254 | BOARD, SERVO AMPLIFIER, FOR SYNCHRODRIVE CONTROLLR PHILADELPHIA GEAR, MODEL#H12, S/N 902214, PETE 3 MANUFACTURER PART NO = PGC-01-380-0113-4 |  |  |  | 2FA11A5 | 2 | EA | 933.24
PETE | 5301687 | 10.514.258 | BOARD, UNIT 3&4, RESISTOR FOR ABB COMBUSTION ENG SCVS, MODEL CONTROL PANELMANUFACTURER PART NO = 130842 |  |  |  | 2FA19G4 | 1 | EA | 54.5
PETE | 5305237 | 10.514.265 | BOARD, CIRCUIT, DIGITAL FLAME IONIC MONITOR, W/ DISPLAY MOUNT FACE PLATE ON FRONT OF DFI CARD, FOR EWS IONIC FLAME MONITORS, #6 ELEV. 2/3 & 3/4 & ALL PETE OIL IGNITION SYSTEMS, ABB C-E DWG. #D-20-0-0068. | 203BFIGL01 | LEVEL 1/2 IGNITORS INCLUDES A,B,C AND D CORNERS | DFI-150-0003 | 2FA25G5 | 2 | EA | 2722
PETE | 5003394 | 10.514.280 | BOARD, CURRENT CONTROL, FOR EXIDE CORPORATION CHARGER MODEL USF-130-3-150 MANUFACTURER PART NO = 101-070-507 |  |  | 101-070-507 | 2FA14E19 | 3 | EA | 925.59
PETE | 6001823 | 10.514.288 | BOARD, CPU ASSY, FOR GENERATOR FREQUENCY RECORDER JOHNSON YOKOGAWA CORP, UNIT PETE 3 MANUFACTURER PART NO = B9574VA |  |  | B9574VA | 2FA12B2 | 1 | EA | 366.15
PETE | 5007505 | 10.514.292 | BOARD, POWER DISPLAY FOR PH ANALYZER TBI-INSTRUMENT SHOP, MODEL 514 MANUFACTURER PART NO = 5203-0104 | 204RMCNPQA | A QUENCHER PH CONTROLS | 5203-0104 | 4FA3E26 | 2 | EA | 334.88
PETE | 5301681 | 10.514.295 | BOARD, UNIT 3&4, FOR ABB COMBUSTION ENG SVCS, MODEL CONTROL PANEL MANUFACTURER PART NO = 860166 |  |  | 860166 | 2FA19G2 | 9 | EA | 667.71
PETE | 5607475 | 10.514.300 | BOARD, CCT ID#30, 3-INPUT "AND", FOR SOOT BLOWER CONTROL PANEL, COPES-VULCAN, MODEL TSDGC, PETE 3. |  |  | 860401 | 2FA15E14 | 3 | EA | 1567.53
PETE | 5607474 | 10.514.301 | BOARD, ID#32, 3-INPUT "POWER-AND", FOR SOOT BLOWER CONTROL PANEL, COPES-VULCAN, MODEL TSDSGC, PETE 3. |  |  | 860374 | 2FA15E14 | 1 | EA | 85.61
PETE | 6001796 | 10.514.302 | BOARD, INSTRUMENT, LOGARITHMIC SIGNAL CONDITIONER, 4-20MA OUTPUT, PART NUMBER 9695D38G03. FOR SO2 ANALYZER. WESTINGHOUSE GO-11728, MODEL EC960 |  |  | 9695D38G03 | 4FA5A14 | 2 | EA | 2374
PETE | 5013020 | 10.514.304 | BUFFER BOARD FOR ULTRAFLOW 15O LONG RANGE SYSTEM (20KHZ) | 203ENEM00B | UNIT 3 SCRUBBER SO2,CO2,NOX BACK-UP C.E.M. INCLUDES SO2,CO2,NOX ANALYZERS, SAMPLE SYSTEM, DATA LOGGERS, PROBE CONTROLLER, FLOW TRANSDUCER, AND PRINTER. | 1906-0100-02 | 2FA20H6 | 4 | EA | 2548
PETE | 6501125 | 10.514.329 | BOWL ASSY, PT. #524700-88 USED ON UNIT 3 TURBINE DRIVEN BOILER FEED PUMPS OIL PURIFIER. |  |  |  | 2FA12G29 | 1 | EA | 2124.4
PETE | 5302313 | 10.514.330 | BOWL, PLASTIC,1/2 PINT FOR MODEL 10-002-040 SOOT BLOWER, MANUFACTURER PARTNO = 216-30 | 203RPBM000 | M2-3 BALL MILL LINERS,SCREENS,AND INTERNALS | 216-30 | 1FA8D3 | 3 | EA | 84.6
PETE | 4002469 | 10.514.333 | BOX, OUTLET, 4-11/16" SQUARE, W/ 3/4" KNOCKOUTS. |  |  | 72171-3/4 | 1FA4A12 | 17 | EA | 45.39
PETE | 4002507 | 10.514.334 | BOX, JUNCTION, 8" X 6" X 3-1/2", TYPE 12, HINGE COVER, STEEL W/ GRAY FINISH. |  |  | A806CH | 1FA4H13 | 5 | EA | 337.21
PETE | 5706163 | 10.514.345 | BRACKET, DROP, 4.5, SLOTTED | 204RWCB06A | CO-6A RADIAL STACKING CONVEYOR. | 32-000017 | SB1MD7 | 20 | EA | 95.6
PETE | 5301033 | 10.514.348 | BRACKET, VALVE STEM MOUNTING, DETAIL #4 PT #306167-0117, DRG. #336059-1030, FOR IK SOOT BLOWER AIR CONTROL ASSY. |  |  |  | 1FA8F9 | 2 | EA | 44.82
PETE | 5711378 | 10.514.349 | BRACKET, GUIDE ANGLE, 316SS, FOR 24" X 24" ASH SLUICE GATE (5-2001-82), USED ON PETE #2, #3 & #4 BOTTOM ASH SYSTEMS, PER UC PO 54674-4. | 203AHBD001 | 3-1 DEWATERING BIN, GATES AND SCREENS | 20401 | SB5A1B6 | 6 | EA | 5406.78
PETE | 5004610 | 10.514.355 | BRACKET, UNIV MOUNTING W/O SENSOR HEAD & CABLE FOR TECTRON ENGINEERING, MODEL METAL, STYLE DETECTOR MANUFACTURER PART NO = P-510-B | 204RPCVBMD | LIMESTONE CONVEYOR METAL DETECTOR SHUTS #2 LIMESTONE BELT DOWN IF METAL IS DETECTED | P-510-B | 2FA16A32 | 1 | EA | 102
PETE | 5304001 | 10.514.360 | PLUNGER RELEASE BRACKET, ITEM 12, FOR PETE 4 BURNER TILT LINKAGE. | 204BFCBA00 | A CORNER BURNERS, TILTS, LINKAGE, AND DRIVE UNIT | 903-1563-AA | 1FA6F45 | 2 | EA | 100.32
PETE | 5004604 | 10.514.364 | BRACKET, TRANSMITTER COILD FOR METAL DETECTOR TECTRON ENGINEERING MANUFACTURER PART NO = P-508-T | 204RPCVBMD | LIMESTONE CONVEYOR METAL DETECTOR SHUTS #2 LIMESTONE BELT DOWN IF METAL IS DETECTED | P-508-T | 2FA16H23 | 1 | EA | 84
PETE | 5207512 | 10.514.393 | BREAKER, CIRCUIT, 5 AMP, 250 VAC,65 VDC RATED, SINGLE POLE MANUAL TRIP, PUSH TO SET, HIGH DENSITY, DIN RAIL MOUNTING FOR #4 COOLING TOWER. | 202BSWC000 | UNIT 2 WATER CANNON SOOTBLOWERS (1,2,3,4) AND ASSOCIATED EQUIPMENT | 1492-GH050 | 4FA5E7 | 2 | EA | 145.86
PETE | 5401900 | 10.514.398 | BREAKER, CIRCUIT, 225A, 600V, 3-PHASE. | 203RWVFFL1 | FL-1 VACUUM FILTER ***CONFINED SPACE ENTRY*** ***SEE NOTES PAGE 6*** | KB-3225 | 2FA7B34 | 1 | EA | 588.24
PETE | 5012744 | 10.514.405 | BREAKER, CIRCUIT, WESTINGHOUSE F-FRAME HFDE MCCB 65 KA @ 480 VOLT ELECTRONIC LSI 3-POLE 15-80 AMP, USED IN FREEDOM 2100 MCC, PETE SBS AND PETE 2&3 BAGHOUSE MCC'S. | 203MCCFF3A | UNIT 3 BAGHOUSE, 480 VOLT MCC FF-3A, SEC.1/1200 AMP., SEC. 2/8-600 AMP., 65,000 AMP. SHORT CIRCUIT RATING. MAIN INCOMING FROM 480 VOLT SWGR. BUS FF3A, CUBICLE 4B | HFDE308032 | 2FA21D17 | 1 | EA | 1617.36
PETE | 5305521 | 10.514.410 | BODY, NOZZLE, ITEM 15, FOR ABB COMBUSTION ENG SVCS, MODEL WRT-1, UNIT PETE3&4 MANUFACTURER PART NO = D-902-0166 | 203BFWGL01 | WARM-UP OIL GUNS 1/2 LEVEL | D-902-0166 | 1FA6F41 | 4 | EA | 708.84
PETE | 5603619 | 10.514.414 | BODY, P/N 52A8938X012 FOR FISHER VALVE 10" 8500 SERIES #3 UNIT. |  |  | 52A8938X012 | 1FA2I3 | 4 | EA | 3322.96
PETE | 5713476 | 10.514.422 | BODY, VALVE, 12", ALUMINUM, FOR VALVAX CORP. NEWCON VALVE, USED ON PETE #3 BOTTOM ASH SYSTEM, CONSISTING OF (1) INLET & (1) OUTLET. | 203AHPGBV1 | COV-2052, (BV-1) TOP ASH WET TO BOTTOM ASH. LOCATED NORTH OF "C" ASH HOPPER 1ST FL | 12100/12101 | 4FA55B2 | 1 | EA | 1140
PETE | 5711788 | 10.514.424 | BODY, VALVE, VENT, FOR PETE #3 & #4 UCC PRECIPITATOR HOPPER & NUVA FEEDERS. | 203AHFFA01 | A-1 PRECIP HOPPER AND NUVA FEEDER | 195206-1 | 1FA3I10 | 5 | EA | 1440
PETE | 5504393 | 10.514.451 | BOLT, COUPLING P/N 5SBFS FOR KOPPERS FAST COUPLING SIZE 5 USED ON PULVERIZERS ON PETE 3 AND 4 | 203BFCM001 | 3-1 PULVERIZER *** CONFINED SPACE ENTRY *** *** FOR PYRITE SECTION ONLY - SEE NOTES PAGE 6 *** |  | 1FA12A12 | 32 | EA | 292.8
PETE | 5711123 | 10.514.469 | BOLT, HEX HEAD, 3/4"-10 X 5-1/2", W/ HEX NUT, A325. | 203AHEA000 | "A" ASH HOPPER HYDRO-EJECTOR LOCATED AT "A" ASH HOPPER AT BOTTOM OF DOGHOUSE |  | 1FA7G19 | 35 | EA | 92.75
PETE | 5008381 | 10.514.510 | BUSHING, FOR PETE #4 IUCS/CSI DAY TANK AIR SLIDE, FULLER-KOVAKO CONTRACT #93-60044-108. |  |  | 172-88-2-361501 | 1FA3C51 | 0 | EA | 0
PETE | 5301787 | 10.514.512 | BUSHING, PT #182557 FOR THE ROTARY GEARBOX ON RW-6E WALL BLOWERS PETE 4 (LEFT HAND UNIT). | 204BSSBA01 | A-1 "A" ROW WALL SOOTBLOWER. | 182557 | 2FA19E12 | 6 | EA | 63.24
PETE | 5301734 | 10.514.513 | BUSHING ASSY, PT #196937 FOR THE ROTARY GEARBOX ON RW-6E WALL BLOWERS PETE4 (LEFT HAND UNIT). | 204BSSBA01 | A-1 "A" ROW WALL SOOTBLOWER. | 196937 | 2FA19J1 | 6 | EA | 432.36
PETE | 6905802 | 10.514.543 | BUSHING, LV, 25KV, INCLUDES GASKET, WESTINGHOUSE ELEC, MODEL GSU TRANSFORMER, AREA PETE 3, MANUFACTURER PART NO = 225C925 |  |  |  | SB3H2C2 | 1 | EA | 18378
PETE | 5004086 | 10.514.564 | BUSHING, SHEAVE, DRIVE, F 3 3/8", USED ON FL-101 & FL-102 VACUUM FILTER MOTOR | 204RWVP06A | 106A FILTER VACUUM PUMP MCC 101 VACUUM PUMP VP-106A | M25GX06900 | SB1JE8 | 1 | EA | 76.7
PETE | 4002726 | 10.514.579 | BUSHING, CONDUIT, REDUCING, FROM 1" TO 3/4", STEEL, FOR RIGID/IMC CONDUIT. | 204AHBGG0B | "B" HOPPER BOTTOM ASH CLINKER CRUSHER | RB322S | 1FA5D34 | 47 | EA | 82.18
PETE | 5207209 | 10.514.582 | BUSHING, BONDED RUBBER, MOTOR TO FAN COUPLING, FOR MARLEY, MODEL 674-4-12 COOLING TOWER UNIT 3 MANUFACTURER PART NO = 1.3 SER NO = 674-12-88-73 | 202WCCT000 | UNIT 2 COOLING TOWER SYSTEM | ************************* | 4FA56A5 | 12 | EA | 410.04
PETE | 5706541 | 10.514.592 | BUSHING, BRONZE, FOR FILTER DRUM, USED ON PETE #4 CSI VACUUM FILTERS, FL-101 & FL-102, DORR-OLIVER S/N CSP0000252-1. | 204RWVFFL1 | FL 101 VACUUM FILTER MCC 101 ROTARY VACUUM FILTER FL-101 ***CONFINED SPACE ENTRY***SEE NOTES PAGE 6*** | 88982A | 2FA1E47 | 2 | EA | 264
PETE | 5706828 | 10.514.597 | IDLER BUSHING 6" OD, 2.62" LONG, USED ON PADDLE MIXER/UNLOADER 4050, AT PETE 3&4 FLY ASH SILOS. | 203AHFU031 | 3-1 ROTARY DUSTLESS UNLOADER | 61031-2 | 2FA6B23 | 2 | EA | 945
PETE | 5706525 | 10.514.598 | BUSHING, MOTOR, FOR SOUTH FLYASH FEEDER MOTOR, USED ON PETE #4 FLYASH SILO. | 204RWFARF1 | FLYASH SILO SOUTH ROTARY FEEDER | SK1 3/8QD | 2FA1D30 | 2 | EA | 39.64
PETE | 5711122 | 10.514.622 | BOLT, HEX HEAD, 1"- 14 X 8-1/2", W/ HEX NUT, DOUBLE HEAT TREATED, FOR "J" CONNECTION (NUVALOY TO BEVEL PIPE), ITEM "J", PER UCC DWG.#4-1702-2006, FOR PETE #4 BOTTOM ASH SYSTEM. |  |  | 46908-1000-0850 | 1FA7D21 | 4 | EA | 40.43
PETE | 5008028 | 10.514.638 | BOLT, CLAMP, W/ HEX NUT, FOR PETE SCRUBBER PUMPS, WARMAN PUMPS MODEL 6/4 DAH, S/N MDS4569MM. | 203RWFP02A | P2A FILTER FEED PUMP AND MOTOR (EAST PUMP) | D012ME69 | 2FA16E27 | 4 | EA | 90.72
PETE | 5513692 | 10.514.656 | BOLT, SQUARE HEAD, SIZE- 5/8"-11 X 3", THREAD- NC, GRADE 5. | 203BFCM001 | 3-1 PULVERIZER *** CONFINED SPACE ENTRY *** *** FOR PYRITE SECTION ONLY - SEE NOTES PAGE 6 *** | 20315 | 1FA12E1 | 16 | EA | 36
PETE | 5008057 | 10.514.662 | BOLT, VALVE CENTER STUD, FOR ROTARY VALVES, USED ON PETE #3 IUCS KOMLINE-SANDERSON VACUUM FILTERS, S/N KDF-1289 (RH). | 203RWVFFL2 | FL-2 VACUUM FILTER ***CONFINED SPACE ENTRY*** ***SEE NOTES PAGE 6*** | 03J0027 | 2FA16E30 | 2 | EA | 256
PETE | 5008066 | 10.514.673 | BOLT, VALVE PERIPHERAL, FOR VACUUM FILTER ROTARY VALVES, USED ON PETE FL-1 & 2 FILTERS, KOMLINE-SANDERSON S/N KDF1289 & 1290. (3 BOLTS PER PACK = ONE EA.) | 203RWVFFL1 | FL-1 VACUUM FILTER ***CONFINED SPACE ENTRY*** ***SEE NOTES PAGE 6*** | 03C0012-3 | 2FA16F26 | 3 | EA | 108
PETE | 5706771 | 10.514.678 | BOLT, COVER PLATE, W/ 2 NUTS, METRIC, FOR PETE #4 DEWATERING FILTER FEED PUMPS, WARMAN PUMPS MODEL 4/3CAH. | 203RPSP03A | 3-A MAKE-UP SLURRY PUMP P5-3A (EAST PUMP) (PUMP CONNECTED TO SLURRY STORAGE TANK) | D015ME65 | 2FA6F42 | 8 | EA | 1068
PETE | 5503542 | 10.514.687 | BOLT, EXHAUSTER, FAN CASING LINER, FOR PETE #1 ABB C-E SVCS. MODEL 683RPS PULVERIZERS, S/N 63801-63805. | 204BFCM005 | 4-5 PULVERIZER *** CONFINED SPACE ENTRY *** *** FOR PYRITE SECTION ONLY - SEE NOTES PAGE 6 *** | T-467 | 1FA12D12 | 206 | EA | 1095.92
PETE | 5005748 | 10.514.688 | BOLT, PUMP, FRAME PLATE LINER, FOR PETE #4 SCRUBBER MILL SLURRY PUMPS, WARMAN MODEL 4/3DAH. | 204RPMSP01 | MILL SLURRY PUMP P408-1 | D026ME62 | 2FA16F34 | 8 | EA | 126.08
PETE | 5005788 | 10.514.694 | BOLT, LINER, FOR SHELL LIFTER BARS, ITEM 20, DWG. #R-49-0219-1, REV. A, MARK #60-0058-4-07, USED ON PETE #3 & #4 SCRUBBER LIMESTONE BALL MILLS. | 203RPBM000 | M2-3 BALL MILL LINERS,SCREENS,AND INTERNALS | Q06419 | SB3C2A3 | 32 | EA | 310.08
PETE | 5009571 | 10.514.695 | BOLT, LINER, 3/4" X 7", FOR FEED HEAD, DISCHARGE HEAD & SHELL LININGS, ITEM #3, MARK #R-60-0058-4-09, USED ON PETE #1 & #2 SCRUBBER & #5 LIMESTONE BALL MILLS. | 272BML0100 | BML 120-1 LIMESTONE BALL MILL *** CONFINED SPACE ENTRY *** *** SEE NOTES PAGE 6 *** | Q06423 | SB3C2A4 | 0 | EA | 0
PETE | 5005778 | 10.514.696 | BOLT, LINER, (BENT HEAD), 3/4" X 8-1/2", FOR HEAD LIFTER BARS, ITEM 7, DWG. #R-49-0793-1, REV. A, MARK #61-0145-40-03, USED ON PETE #3 & #4 SCRUBBER LIMESTONE BALL MILLS. | 203RPBM000 | M2-3 BALL MILL LINERS,SCREENS,AND INTERNALS | Q86501 | SB3C2B3 | 10 | EA | 504
PETE | 5005787 | 10.514.697 | BOLT, LINER, 3/4" X 4", FOR SHELL LIFTER BARS, USED ON PETE & EWS #7 SCRUBBER LIMESTONE BALL MILLS. | 203RPBM000 | M2-3 BALL MILL LINERS,SCREENS,AND INTERNALS | 06417 | SB3C2B3 | 223 | EA | 1940.1
PETE | 5903104 | 10.514.709 | CABLE, P & H HOIST P/N 9308F42-9 HOIST S/N 50789 MODEL #44CN11D FOR #3 COAL MILL HOIST |  |  |  | 4FA50B11 | 2 | EA | 841.24
PETE | 6002119 | 10.514.738 | CABLE, PROBE EXTENSION, BEARING VIBRATION, KEYPHASOR, ECCENTRICITY, THRUST, AXIAL PROBE, 3300 XL, 25MM, FOR BENTLY NEVADA VIBRATION MONITORING SYSTEM (TSI), USED ON PETE #1 WESTINGHOUSE TURBINE, S/N HP-IP 13-A-2802-1, LP 13-A-2803-1. |  |  | 330854-080-24-00 | 1FA5B41 | 1 | EA | 615
PETE | 6002114 | 10.514.739 | CABLE, PROBE EXTENSION, THRUST, AXIAL POSITION, 3300, 11MM, FOR BENTLY NEVADA VIBRATION MONITORING SYSTEM (TSI), USED ON PETE #3 BFP & G.E. TURBINE, S/N 170 X 583. |  |  | 330730-080-10-00 | 1FA5A42 | 1 | EA | 277
PETE | 5015293 | 10.514.747 | SELF REGULATING HEATER CABLE, 240 VAC, 8W PER FOOT OUTPUT, USED ON PETE 1-2-3-4 SBS, UNIT 3 BOOSTER FAN LUBE OIL SYSTEM AND OTHER SYSTEMS INSTALLED AT PETE AFTER 1/1/2014. | 203RFBHTTR | UNIT 3 SCRUBBER BOOSTER FANS HEAT TRACE CONTROL PANEL. 23 CIRCUITS. OPERATING INSTRUCTIONS ARE COPIED TO THE NOTES. | BSX 8-2 OJ | SB3A1A3 | 200 | FT | 1750
PETE | 5015292 | 10.514.748 | SELF REGULATING HEATER CABLE, 120 VAC, 8W PER FOOT OUTPUT, USED ON PETE 1-2-3-4 SBS, UNIT 3 BOOSTER FAN LUBE OIL SYSTEM AND OTHER SYSTEMS INSTALLED AT PETE AFTER 1/1/2014. | 203RFBHTTR | UNIT 3 SCRUBBER BOOSTER FANS HEAT TRACE CONTROL PANEL. 23 CIRCUITS. OPERATING INSTRUCTIONS ARE COPIED TO THE NOTES. | BSX 8-1 OJ | SB3A1A3 | 200 | FT | 1630
PETE | 5204974 | 10.514.759 | CABLE, VIBRATION PROBE, (15' LENGTH) FOR BFP TURBINE, GENERAL ELECTRIC COMPANY, PETE UNIT 3-1&2, MANUFACTURER PART #134B510AY-12, SERIAL #122955/56 |  |  | 134B510AY-12 | 2FA20B3 | 3 | EA | 3423.03
PETE | 5007633 | 10.514.763 | CABLE, THREE TERMINAL, FOR PETE #3 & #4 SCRUBBER LEVEL TRANSMITTERS, DREXELBROOK ENGINEERING MODEL. |  |  | 380-25-12 | 4FA4G4 | 3 | EA | 255
PETE | 5015296 | 10.514.764 | SELF REGULATING HEATER CABLE, HIGH TEMP RATED, 120 VAC, 6 W PER FOOT OUTPUT, USED ON PETE 1-2-3-4 SBS, UNIT 3 BOOSTER FAN LUBE OIL SYSTEM AND OTHER SYSTEMS INSTALLED AT PETE AFTER 1/1/2014. | 203RFBHTTR | UNIT 3 SCRUBBER BOOSTER FANS HEAT TRACE CONTROL PANEL. 23 CIRCUITS. OPERATING INSTRUCTIONS ARE COPIED TO THE NOTES. | HTSX 6-1 OJ | SB3A1A4 | 200 | FT | 2650
PETE | 5706180 | 10.514.770 | CABLE, SUSPENSION, PT #406076 FOR MERRICK MODEL 460 DS WEIGHTOMOTER S/N 13532/3 (WS-1A & 1B) FILTER CAKE SCALE I.U.C.S., PETE #3. |  |  | 406076 | 1FA11F21 | 2 | EA | 45.96
PETE | 5706375 | 10.514.776 | CAGE, BAG, 100 INCH MILD STEEL, P/N C10013, FOR PETE #4 CSI LIME TANK DUSTCOLLECTORS, FLEX-KLEEN MODEL 100-BVBC (IIG), SHOP ORDER #13-51-1882. | 204RWLDDC0 | ADDITIVE BIN DUST COLLECTOR | C10013 | SB3MEZZ | 16 | EA | 212
PETE | 5003018 | 10.514.777 | CAGE, 23, SEAL (2 HALVES/SET) FOR PUMP WORTHINGTON PUMP, MODEL 8R-193, TYPE SLURRY MANUFACTURER PART NO = 2116818-003 SER NO = B0753158 | 203RDWSP3A | WASTE SLURRY PUMP P3-3-A INCLUDES PUMP, MOTOR AND CONTROLS | 9070000-016 | 2FA15B15 | 2 | ST | 574.41
PETE | 5604197 | 10.514.783 | CAGE, QU, FOR FISHER TRIP VALVE ABB COMBUSTION ENG, TYPE 4STV-4, UNIT 4 MANUFACTURER PART NO = 2U219233272 S/N 9303059 | 204BFVT004 | STV 4 WARM UP OIL TRIP VV | 2U219233272 | 2FA25F7 | 1 | EA | 253
PETE | 5301081 | 10.514.791 | ASSY., CAM, FOR RW5E WALL BLOWERS PETE #3. | 203BSSBA01 | A-1 "A" ROW WALL SOOTBLOWER | 199484 | 1FA3E5 | 2 | EA | 402.07
PETE | 5301762 | 10.514.794 | CAM, RAMP, PART #182736 FOR ROTARY GEAR BOX ASSY ON RW-6E WALL DESLAGGER WITH LIMITED SWEEP (LEFT HAND UNITS) PETE 4. | 204BSSBA01 | A-1 "A" ROW WALL SOOTBLOWER. | 182736 | 2FA19H4 | 1 | EA | 83.33
PETE | 5002878 | 10.514.803 | CAP, ANVIL, FOR PRECIPITATOR EEC, UNIT 4 MANUFACTURER PART NO = PC2829 |  |  | PC829 | 2FA21B21 | 6 | EA | 402.6
PETE | 5711445 | 10.514.806 | CAP, CYLINDER, ROD END, FOR UNITED CONVEYOR CORP 3" X 6 3/8" CYLINDER, (3-4401-61) AS FURNISHED ON UCC PO 54674-4, FOR ASH HANDLING SYSTEM, PETE 3. MANUFACTURER PART NO. 44172. |  |  |  | 1FA3E30 | 1 | EA | 33.89
PETE | 5012614 | 10.514.812 | MAIN CIRCUIT BREAKER, 2 POLE, 15 AMP AC, USED ON UNIT 4, 2014, E.S.P. UPGRADE. | 204ENP0000 | UNIT 4 PRECIPITATORS (PARENT) INCLUDES CONTROLS, TR SETS, VIBRATORS, RAPPERS, DOORS, LOCKS AND HIGH VOLTAGE BUSHINGS. *********CONFINED SPACE SEE NOTES PAGE 6********* | P38090 | 2FA21B32 | 1 | EA | 793
PETE | 5006879 | 10.514.820 | TRIP, MICRO-VERSA, P/N TS15N090, 1600 AMP FRAME ONLY FOR PETE #4 SCRUBBER 480V LOAD CENTERS. |  |  | TS15N090 | 2FA19B15 | 1 | EA | 35.3
PETE | 5012746 | 10.514.838 | BREAKER, CIRCUIT PANELBOARD BREAKER HFD 3P 50A | 203MCCFF3A | UNIT 3 BAGHOUSE, 480 VOLT MCC FF-3A, SEC.1/1200 AMP., SEC. 2/8-600 AMP., 65,000 AMP. SHORT CIRCUIT RATING. MAIN INCOMING FROM 480 VOLT SWGR. BUS FF3A, CUBICLE 4B | HFD3050 | 2FA21D18 | 1 | EA | 560.83
PETE | 5413011 | 10.514.839 | BREAKER, CIRCUIT, 15A, 600V, 3-POLE, MOLDED CASE. | 203RE00000 | UNIT 3 SCRUBBER ELECTRICAL SYSTEM | FD3015 | 2FA7B33 | 2 | EA | 991.47
PETE | 5404860 | 10.514.840 | BREAKER, CIRCUIT, 70A, 600V, 3-POLE, THERMAL MAGNETIC, MOLDED CASE. | 203RBBHTH0 | THICKNER BUILDING HEATERS | HE3-B070 | 2FA7D16 | 1 | EA | 740
PETE | 5012749 | 10.514.847 | BREAKER, CIRCUIT, MAGNETIC, MOLDED CASE, F-FRAME, 600 VAC,, 250 VDC, 110 AMPERE, 3 POLE, INTERRUPTING RATING 100 KILOAMPERE @ 240 VAC, 65 KILOAMPERE@ 480 VAC, USED IN FREEDOM 2100 MCC, PETE SBS & 2&3 BAGHOUSE MCC'S. | 203MCCFF3A | UNIT 3 BAGHOUSE, 480 VOLT MCC FF-3A, SEC.1/1200 AMP., SEC. 2/8-600 AMP., 65,000 AMP. SHORT CIRCUIT RATING. MAIN INCOMING FROM 480 VOLT SWGR. BUS FF3A, CUBICLE 4B | HFD3110L | 2FA21D19 | 1 | EA | 1533.17
PETE | 5012761 | 10.514.848 | BREAKER, CIRCUIT, MAGNETIC, MOLDED CASE, 2 POLE, 120/240 VAC, 30 AMPERE, INTERRUPTING RATING 10000 AMPERE, 30 MILLIAMPERE TRIP SENSITIVITY, USED IN FREEDOM 2100 MCC, PETE SBS & 2&3 BAGHOUSE MCC'S. | 203MCCFF3A | UNIT 3 BAGHOUSE, 480 VOLT MCC FF-3A, SEC.1/1200 AMP., SEC. 2/8-600 AMP., 65,000 AMP. SHORT CIRCUIT RATING. MAIN INCOMING FROM 480 VOLT SWGR. BUS FF3A, CUBICLE 4B | QBGFEP2030 | 2FA21F27 | 2 | EA | 438.3
PETE | 5012750 | 10.514.849 | BREAKER, CIRCUIT, MAGNETIC, MOLDED CASE, F-FRAME, 600 VAC,, 250 VDC, 90 AMPERE, 3 POLE, INTERRUPTING RATING 100 KILOAMPERE @ 240 VAC, 65 KILOAMPERE@ 480 VAC, USED IN FREEDOM 2100 MCC, PETE SBS & 2&3 BAGHOUSE MCC'S. | 203MCCFF3A | UNIT 3 BAGHOUSE, 480 VOLT MCC FF-3A, SEC.1/1200 AMP., SEC. 2/8-600 AMP., 65,000 AMP. SHORT CIRCUIT RATING. MAIN INCOMING FROM 480 VOLT SWGR. BUS FF3A, CUBICLE 4B | HFD3090 | 2FA21B19 | 1 | EA | 689.45
PETE | 5301824 | 10.514.852 | BREATHER, FILTERS, 3/4"NPT, VENT, FOR INTERDRIVE COPES-VULCAN, USED/AREA SOOTBLOWER. | 203AHFB001 | 3-1 FLY ASH BLOWER ASSEMBLY | BF2143 | 2FA19J10 | 8 | EA | 64
PETE | 5008217 | 10.514.855 | BRIDGE PLATE ASSY., W/ BLOCKS, LEFT HAND, 316 SS, FOR FILTER DRUM, USED ON PETE #4 CSI FL-101 VACUUM FILTER, DORR-OLIVER EIMCO S/N CSP0000252-1. | 204RWVFFL1 | FL 101 VACUUM FILTER MCC 101 ROTARY VACUUM FILTER FL-101 ***CONFINED SPACE ENTRY***SEE NOTES PAGE 6*** | 575876 | SB1AE2 | 0 | EA | 0
PETE | 6401215 | 10.514.890 | BRUSH, ALTERREX, USED ON PETE 4, ALTERREX ONLY "DO NOT SUBSTITUTE". TURBINE NO. 170X755. |  |  | 269B2606P0001 | 2FA2G21 | 64 | EA | 4113.92
PETE | 6623932 | 10.514.893 | BUCKETS, LSTG L-O FOR LPA ROTOR T.E. COMPLETE ROW OF BUCKETS GROUPED TOGETHER IN SETS OF 9 OR 10 BUCKETS WITH TIE WIRES INSTALLED (114 BUCKETS TOTAL) FOR EWS #7 & PETE #2 AND #3 TURBINE. |  |  |  | SB5B | 1 | ST | 196601.64
PETE | 5301678 | 10.514.898 | BULB, T2 (SIGNAL CONVERTER), PT #173885 FOR SOOTBLOWER TRANSISTORIZED CONTROL PANEL, UNITS #3 & 4, SYLVANIA #10ESB5. |  |  |  | 1FA5F13 | 5 | EA | 27.85
PETE | 5607487 | 10.514.899 | BULB, 110 VAC (B.D. LIGHT) F-4 NEON W RESISTOR C-V, FOR SOOT BLOWER CONTROL PANEL (TSDGC) C-V JOB #7330-31396 PETE #3. |  |  | 138078 | 1FA5E17 | 99 | EA | 739.53
PETE | 5607488 | 10.514.900 | BULB, 10VDC, MATRIX SWITCH, FOR SOOT BLOWER CONTROL PANEL, WESTINGHOUSE, MODEL TSDGC, PETE 3 COPES VULCAN PART NO = 135078 |  |  | LAM 367 | 1FA5E17 | 218 | EA | 87.2
PETE | 2609640 | 10.514.901 | BULB, SPOTLIGHT, 6V #4515. |  |  | CAT. #4515 | 1FA5H9 | 3 | EA | 17.64
PETE | 5305080 | 10.514.916 | CARTRIDGE, DESICCANT, SERIES SG-23, FOR PETE 3&4 IGNITION FUEL OIL SYSTEMS AIR DRYERS. | 203BFOS000 | UNIT 3 BOILER IGNITION SYSTEM | 26-0888 | 2FA11G5 | 16 | EA | 960
PETE | 5008582 | 10.514.918 | CARTRIDGE, STAINLESS STEEL REPLACEMENT, FOR MODEL 43I NOX ANALYZER, USED ON PETE #2 & #3 SCR CEMS. | 203ENEM00B | UNIT 3 SCRUBBER SO2,CO2,NOX BACK-UP C.E.M. INCLUDES SO2,CO2,NOX ANALYZERS, SAMPLE SYSTEM, DATA LOGGERS, PROBE CONTROLLER, FLOW TRANSDUCER, AND PRINTER. | 75-9467 | 1FA1C33 | 3 | EA | 2474.55
PETE | 5205008 | 10.514.920 | CASING 4-14 SHW L, WEIR PUMP-SUBMERSIBLE, 300 GPM AT 83 TDH-54674-25-22 | 245BARASPA | RADS AREA SUMP PUMP A. 300 GPM @ 83FT TDH | 605502-250 | SB1LB4 | 1 | EA | 7415.13
PETE | 5005706 | 10.514.927 | CASING, PUMP, SUMP, FOR PETE #4 SCRUBBER DISPOSAL FEED TANK MIXER, WARMAN PUMPS MODEL 100RV-SPR. | 204RBSU041 | P404-1 FGD AREA DRAINAGE SUMP PUMP, LOCATED BETWEEN 4-2 ID FAN AND "C" QUENCHER SUMP | SPR10092R08 | SB1CC1 | 1 | EA | 4383
PETE | 5609040 | 10.514.940 | POWER CELL, SCR, 1 PHASE, WITH SCR'S CLAMPS, DV/DT CIRCUITS, PULSE DRIVER CARD, LINE/LOAD TAPS, PT# S-450258-00B, FOR BENSHAW 8,000 HP, 6900 V, REDUCED VOLTAGE SOFT START UNIT. | 203RFBF001 | 3-1 BOOSTER FAN INCLUDES FAN WHEEL, HOUSING, LUBE OIL SYSTEM AND BEARINGS. NEW FAN 2015 FOR ECC PROJECT. *** CONFINED SPACE ENTRY *** SEE NOTES PAGE 6 *** | S-450258-00B | SB1EB1 | 2 | EA | 53440
PETE | 5004079 | 10.514.944 | CHAIN, ROLLER, ITEM #57, P/N AC-3128-1-57, 3.075 PITCH, 75,000 LB TENSILE ENGINEERED ROLLER FOR 60 SERIES DAMPER, PETE #3 SCRUBBER. | 203RGMOD0A | FD60-A MODULE OUTLET DAMPER INCLUDES DRIVE UNIT, DAMPER, CHAIN AND ELECTRICAL CONTROLS. WIEGHT 1,560 LBS. | AC-3128-1-57 | SB1DD8 | 134 | FT | 9530.08
PETE | 5711589 | 10.514.945 | CHAIN, SILENT DRIVE, 1" P X 3" WIDE X 102 PITCHES (8.500 FT.), W/ CONNECTING LINK PINS{RPV812TYPE115CP}, FOR CHAIN ASSY., USED ON PETE #3 GARDNER-DENVER TWO-STAGE FLYASH BLOWERS, MODEL #11CDL27-9CDL18. |  |  | M76HF47270 | SB5A2B2 | 2 | EA | 2963.82
PETE | 7005366 | 10.514.946 | CHAIN, ROLLER RIVET, #60 A.S.A. (6OR), 10 FT. LENGTHS, FOR PETE #3 & #4 IUCS/CSI FLYASH DAY TANK FEEDERS & RADIAL STACKING CONVEYOR. | 203RWFAFS0 | FLYASH DAY TANK ROTARY FEEDER AND AIR SLIDE | 60RIV | 2FA11H26 | 13 | FT | 107.98
PETE | 5004468 | 10.514.948 | CHAIN, ROLLER & LINK, FOR THICKENER RAKE W/CLD60 EIMCO FOUNDRY OPERATION, MODEL C60B2P, UNIT PETE 3 MANUFACTURER PART NO = 86603L SER NO = 76011-01 | 203RDTHD01 | THICKNER DRIVE #1 GEAR REDUCER AND MOTOR | 86603L | SB3B1B6 | 1 | EA | 403.09
PETE | 7005018 | 10.514.950 | CHAIN, SINGLE ROLLER, 1-3/4" PITCH, #RC-140 COTTER TYPE, FOR PETE #2, #3 & #4 BOTTOM ASH GRINDING SYSTEMS. | 203AHBGG0A | UNIT 3 (A) BOTTOM ASH HOPPER GRINDER | RC-140 | SB5A2B2 | 10 | FT | 538
PETE | 5302135 | 10.514.953 | E-CHAIN (1 METER LENGTH) FOR PETE #1 & #2 LONG RETRACTS, PER C-B CONTRACTS #Q-7180102 & #Q-4720201. | 203BSSBL10 | L-10 ECONOMIZER SOOT BLOWER IK-525 | BE-76 | 1FA8B7 | 6 | EA | 604.17
PETE | 5008236 | 10.514.973 | HEATSINK, CHEMICAL, PRO2000W DILUTION PROBE, FOR PETE 3 CEMS. |  |  | 345-50005 | 1FA1B9 | 3 | TB | 90
PETE | 5012418 | 10.514.982 | CHOKE, FOR PRECIPITATOR TRANSFORMER/RECTIFIER RESEARCH COTTRELL INC, UNIT PETE 3 MANUFACTURER PART NO = 50414-L |  |  | 50414-L | 2FA8C20 | 1 | EA | 191.79
PETE | 5004380 | 10.514.983 | CHOKE, WEAR, FOR PARTICLE SIZE MONITOR ARMCO AUTOMETRICS, MODEL PSM400 MANUFACTURER PART NO = 280202/0-01 SER NO = 4069 | 203RPPSM00 | UNIT #3 BALLMILL PARTICLE SIZE MONITOR DENSITY AND GRIND SIZE DEVICE AND TRANSMITTER. | 280202/0-01 | 2FA16F37 | 15 | EA | 84.45
PETE | 5706438 | 10.514.985 | CHUTE, FEED, 48" X 16", (CAST IRON, ASTM A48 CLASS 40), FOR PETE #3 & #4 SCRUBBER LIMESTONE GRINDING BALL MILLS, SIZE 10' X 18'-6", KVS P/N 7-47718-1, S/N 11851. | 203RPBM000 | M2-3 BALL MILL LINERS,SCREENS,AND INTERNALS | 02-023313 | SB1AF4 | 0 | EA | 0
PETE | 5711793 | 10.514.995 | CLAMP, DOOR, FOR 24" ASH HOPPER DOOR, USED ON PETE #3 & #4 UCC BOTTOM ASH SYSYEMS. | 203AHBHH0A | UNIT 3 (A) BOTTOM ASH HOPPER ***CONFINED SPACE ENTRY*** ***SEE NOTES PAGE 6*** | 170936 | 1FA3B24 | 3 | EA | 144.73
PETE | 1702231 | 10.514.996 | ACCESSORY KIT, GROUND CLAMP, RAYCHEM #HVT L2-MOD FOR PETE 4.16 AND 6.9 KV MOTORS AND BUSCONNECTIONS THROUGHOUT THE PLANT. |  |  | HVTL2-MOD | 2FA16H3 | 24 | EA | 363.6
PETE | 5706886 | 10.515.009 | SK X 1-7/8 BUSHING FOR PETE 4 GYPSUM SUMP PUMPS. | 204LSP441A | LIMESTONE AREA SUMP 2 PUMP A (& MOTOR) | M19GX17400 | 2FA7E10 | 1 | EA | 15.11
PETE | 5006060 | 10.515.015 | BUSHING, TAPERLOCK, 6050 CI X 120MM, W/ 32MM X 7.4MM KEYWAY, FOR POWERGRIP GT2 224 GROOVE DRIVEN SPROCKET, USED ON PETE #4 SCRUBBER QUENCHER PUMPS. | 204RMQFPA1 | P-402A-1 QUENCHER PUMP | 6050 CI 120MM | SB1AD10 | 1 | EA | 602.61
PETE | 5706038 | 10.515.016 | REDUCER BUSH 2.X1 BELL EPOXY GREENTHREAD, USED ON PETE 3&4 SILO UNLOADERS. | 203AHFU031 | 3-1 ROTARY DUSTLESS UNLOADER | SM022020-233-0 | 2FA15F23 | 4 | EA | 116.8
PETE | 5305595 | 10.515.017 | BUSHING, DAMPER, KEYLESS, 1" SHAFT DIA., FOR PETE #1 & #2 ABB C-E SVCS. LOW NOX CONCENTRIC FIRING SYSTEM, DWG #C-902-5485. | 204BAD0100 | DAMPER, SECONDARY AIR ELEV 0-1 AUX. AIR. LOCATED ON 5TH FLOOR. | IG00077 | 1FA6F53 | 11 | EA | 1579.54
PETE | 5513891 | 10.515.018 | BUSHING, TRUNNION SHAFT, FOR PETE #3 & #4 ABB C-E SVCS. MODEL 903RP COAL PULVERIZERS, S/N 73831-73836. | 203BFCM001 | 3-1 PULVERIZER *** CONFINED SPACE ENTRY *** *** FOR PYRITE SECTION ONLY - SEE NOTES PAGE 6 *** | MP-7311-M | 4FA51A2 | 2 | EA | 2625.24
PETE | 5301213 | 10.515.019 | BUSHING, SPINDLE, #70382, ITEM 1, DWG. L 45699, REV 3 FOR T-30 W.K.11E COMBINATION RETRACTABLE/WALL BLOWER W/DA HEAD, #3 UNIT. | 203BSSBL01 | L-1 LONG RETRACT T 30 MARK 2 | S96GH12420 | 1FA3E12 | 7 | EA | 10.29
PETE | 5706530 | 10.515.021 | BUSHING, TAPERLOCK, FOR SOUTH FLYASH BLOWER MOTOR, USED ON PETE #4 FLYASH SILO. | 204RWFARF1 | FLYASH SILO SOUTH ROTARY FEEDER | 3020K2 3/8KW | 2FA1D31 | 1 | EA | 25.73
PETE | 5005755 | 10.515.025 | BUSHING, TAPERLOCK, BORE- 65MM, TYPE- 18MMKEYWAY KEYWAY- SLURRY PUM | 204RPMSP01 | MILL SLURRY PUMP P408-1 | R1 65MM | 2FA16H27 | 1 | EA | 28.28
PETE | 5721168 | 10.515.027 | BUSHING, TAPERLOCK, BORE- 3-15/16", TYPE- QD. | 203AHBHH0C | UNIT 3 (C) BOTTOM ASH HOPPER ***CONFINED SPACE ENTRY*** ***SEE NOTES PAGE 6*** | J3-15/16 | 4FA5G17 | 2 | EA | 194.2
PETE | 5706351 | 10.515.028 | BUSHING, TAPERLOCK, BORE- 1.625, TYPE- Q1, FOR PETE #4 IUCS/CSI FLYASH SCREW CONVEYORS. | 204RWCB103 | CO-103 FLYASH SCREW CONV & BEARINGS MCC 101 FLYASH SCREW CONV CO-103 | M82274A3 | 2FA1D23 | 2 | EA | 30
PETE | 5005665 | 10.515.030 | THROATBUSH, PUMP, FOR PETE #4 IUCS/CSI RETURN WATER & FILTER FEED PUMPS, WARMAN PUMPS MODEL 8/6EAH. | 204RDRWP01 | P412-1 RETURN WATER PUMP | F6083R55 | SB3B1A1 | 1 | EA | 1409.4
PETE | 5012420 | 10.515.032 | BUSHING, PRECIPITATOR, FOR TRANSFORMER / RECTIFIER, USED ON PETE #3 RESEARCH COTTRELL PRECIPITATOR. |  |  | 50278-D1 | SB1MB2 | 1 | EA | 454.24
PETE | 5613085 | 10.515.040 | BUSHING FOR FISHER CONTROL VALVE IN UNIT 4 MFG PART # 1U902599402 | 204AHVD18A | 4-DOV-18A, VALVE, ASH, (A) ASH HOPPER, SLUICE GATE NOZZLE. | 1U902599402 | 2FA25G13 | 7 | EA | 14.77
PETE | 5008064 | 10.515.065 | BUSHING, STUD, 1", NYLON, CENTER-STUD, FOR PETE #3 IUCS VACUUM FILTERS & ROTARY VALVES, KOMLINE-SANDERSON MODEL, S/N KDF1289 & KDF1290. (3 EA. PER PACK) | 203RWVFFL1 | FL-1 VACUUM FILTER ***CONFINED SPACE ENTRY*** ***SEE NOTES PAGE 6*** | 37Q0501-3 | 2FA16F26 | 4 | EA | 56
PETE | 5301230 | 10.515.070 | BUSHING, .6255X.815X.75, ITEM 6 DWG L 160012, FOR COPES-VULCAN, MODEL T30MK11E BLOWER, USED UNIT 3 MANUFACTURER PART NO = 35519 | 203BSSBL01 | L-1 LONG RETRACT T 30 MARK 2 | 35519 | 1FA3F10 | 6 | EA | 4.2
PETE | 5301051 | 10.515.078 | BUSHING, PACKING GLAND. #132839 FOR RW5E WALL BLOWERS AND T-30 MARK 11 RETRACTS. PETE #3 & #4. | 203BSSBA01 | A-1 "A" ROW WALL SOOTBLOWER | 132839 | 1FA3E1 | 8 | EA | 140.24
PETE | 5005779 | 10.515.081 | BUSHING, RUBBER, FOR HEAD LIFTER BAR LINER BOLTS, ITEM 8, DWG. #R-49-0219-1, REV. A, MARK #R67-0008-4-31, USED ON PETE #3 & #4 SCRUBBER LIMESTONE BALL MILLS. | 203RPBM000 | M2-3 BALL MILL LINERS,SCREENS,AND INTERNALS | Q86387 | SB3C2A3 | 76 | EA | 304
PETE | 5005790 | 10.515.082 | BUSHING, RUBBER, FOR SHELL LIFTER BAR LINER BOLTS, ITEM 22, DWG. #R-49-0219-1, REV. A, MARK #R-67-0007-4-11, USED ON PETE #3 & #4 SCRUBBER LIMESTONE BALL MILLS. | 203RPBM000 | M2-3 BALL MILL LINERS,SCREENS,AND INTERNALS | Q30532 | SB3C2A3 | 32 | EA | 32
PETE | 5301636 | 10.515.091 | BUTTON, ITEM 13, FOR COPES-VULCAN, MODEL LATCHING. | 203BSSBA01 | A-1 "A" ROW WALL SOOTBLOWER | 182730 | 2FA19E5 | 8 | EA | 1058.32
PETE | 5202218 | 10.515.097 | CABLE ASSY. #325-20B-49 1/2" DIA X 153.6 IN. (6X37) MATL-IMP PLOW STEEL FOR TRASH RACK HOIST S/N 33805 MOD WEL 3NPM. |  |  |  | 4FA55A3 | 1 | EA | 321.85
PETE | 1702230 | 10.515.099 | PREPARATION KIT, CABLE RAYCHEM #P1-MOD FOR PETE 4.16 AND 6.9 KV MOTORS ANDBUS CONNECTIONS THROUGHOUT THE PLANT. |  |  | P1-MOD | 2FA16H2 | 24 | EA | 139.2
PETE | 5012062 | 10.515.125 | COIL, 230 VAC, 60 HZ, FOR ERIEZ 55P VIBRATOR | 203AHFFA01 | A-1 PRECIP HOPPER AND NUVA FEEDER | 101912 | 4FA57A1 | 10 | EA | 8994.86
PETE | 5721145 | 10.515.146 | COIL, FOR HB8342-C2 ASCO VALVE (120 VOLT), FOR PETE 4 CSI SLIDE GATES FABRI-VALVE 06857, 4 CSI SLIDE GATES FABRI-VALVE #06857, MANUFACTURER PARTNO. 102-005HB S/N 0718ABGF044205 | 204RDVY600 | THICKNER SLUDGE TRANSFER PP P411-2 DISC VV |  | 4FA5H27 | 1 | EA | 70.1
PETE | 5003823 | 10.515.186 | COIL, SQUARE "D" #31063-409-38 120 VOLT 60 HZ FOR UNIT 3 S02 SCRUBBER FREEZE PROTECTION CONTROLS. GRAYBAR ELECT. CO. |  |  | 31063-409-38 | 2FA7C33 | 4 | EA | 66.8
PETE | 5706874 | 10.515.220 | CAP, UPPER BEARING #3, USED ON PETE 4 GYPSUM SUMP PUMPS. | 204LSP441A | LIMESTONE AREA SUMP 2 PUMP A (& MOTOR) | 24054 | 2FA7B14 | 2 | EA | 787.96
PETE | 5504183 | 10.515.223 | CAP, STYLE C, FOR PARKER-HANNIFIN AIR CYL. MODEL #CDD2AS34, BORE 6.00, STROKE 61", GROUP 5 SEAL USED AS HOT AIR GATE OPERATOR ON PETE #3 & 4 PULVERIZERS S/N GG029528. | 203BFCM001 | 3-1 PULVERIZER *** CONFINED SPACE ENTRY *** *** FOR PYRITE SECTION ONLY - SEE NOTES PAGE 6 *** | 8P-C85A | 1FA12A10 | 11 | EA | 1522.62
PETE | 5701554 | 10.515.224 | CAP, ROD END ASSY., FOR 6" X 10", 6" X 16" & 6" X 6-3/8" AIR CYLINDERS (3-4401-35 / -78 / -77), USED ON EWS #7 & PETE #3 AIR PREHEATER PYRITE HOPPER & HYDROVEYOR DISCHARGE, PER UC DWG. #510-54411-2-3,-5,-E. | 203AHBD001 | 3-1 DEWATERING BIN, GATES AND SCREENS | SK-4401-36 (4-1-14) | 1FA3A10 | 2 | EA | 512.12
PETE | 5513890 | 10.515.229 | CAP, TRUNNION SHAFT END, THRUST END, FOR PETE #3 & #4 ABB C-E SVCS. MODEL 903RP COAL PULVERIZERS, S/N 73831-73836. | 203BFCM001 | 3-1 PULVERIZER *** CONFINED SPACE ENTRY *** *** FOR PYRITE SECTION ONLY - SEE NOTES PAGE 6 *** | 94-145 | SB3L1C2 | 2 | EA | 4862.84
PETE | 5005313 | 10.515.232 | CAP, IMPELLER, FOR DUECHTING PUMP MODEL MCC 500-800, USED ON PETE #4 SCRUBBER ABSORBER FEED PUMP. |  |  | 4.404598 (9-7-11) | SB4FLOOR | 4 | EA | 6357.4
PETE | 5301212 | 10.515.243 | CAP, VALVE STEM, FOR COMBO RETRACT WALL BLOWER COPES-VULCAN, MODEL T-30 MKII, USED PETE 3 | 203BSSBL01 | L-1 LONG RETRACT T 30 MARK 2 | S164041 | 1FA3E12 | 2 | EA | 15.46
PETE | 5002757 | 10.515.247 | CAPACITOR, 0005MFD3KV, FOR PRECIPITATOR CONTROL RESEARCH-COTTRELL, UNIT 3 MANUFACTURER PART NO = 85006-L2 | 203ENPRCP1 | UNIT 3 PRECIPITATOR 3-1 (SOUTH) INCLUDES CONTROLS, TR SETS, VIBRATORS, RAPPERS, DOORS, LOCKS AND HIGH VOLTAGE BUSHINGS. ***** CONFINED SPACE/SAFETY SEE NOTES PAGE 6 ***** | 85006-L2 | 2FA6F3 | 6 | EA | 1.8
PETE | 5002760 | 10.515.248 | CAPACITOR, 1000MFD50V, FOR PRECIPITATOR CONTROL RESEARCH-COTTRELL, UNIT 3 MANUFACTURER PART NO = 49091-L1 | 203ENPRCP1 | UNIT 3 PRECIPITATOR 3-1 (SOUTH) INCLUDES CONTROLS, TR SETS, VIBRATORS, RAPPERS, DOORS, LOCKS AND HIGH VOLTAGE BUSHINGS. ***** CONFINED SPACE/SAFETY SEE NOTES PAGE 6 ***** | 49091-L1 | 2FA6F4 | 1 | EA | 3.33
PETE | 6626223 | 10.515.257 | CAPACITOR, FILTER, FUSE, FOR EXIDE POWER SYSTEMS, CHARGER, AREA PETE 4 MANUFACTURER PART NO = 128202001 |  |  |  | 2FA3F8 | 16 | EA | 41.44
PETE | 6001686 | 10.515.280 | CAPILLARY, BLUE, FOR NOX MONITOR, THERMO ELECTRON MODEL AR-10, S/N 17788-173, USED ON PETE #4 STACK MONITOR. | 201EN00000 | UNIT 1 ENVIROMENTAL SYSTEMS & MONITORS | 4126 | 2FA21H40 | 8 | EA | 302.24
PETE | 5609038 | 10.515.285 | CARD, CONTROL, MX3/10, SET-STD MV VARIATION, PT# BIPC-450100-01, FOR BENSHAW 8,000 HP, 6900 V, REDUCED VOLTAGE SOFT START UNIT. | 203RFBF001 | 3-1 BOOSTER FAN INCLUDES FAN WHEEL, HOUSING, LUBE OIL SYSTEM AND BEARINGS. NEW FAN 2015 FOR ECC PROJECT. *** CONFINED SPACE ENTRY *** SEE NOTES PAGE 6 *** | BIPC-450100-01 | 2FA9B3 | 1 | EA | 5491.2
PETE | 4901175 | 10.515.287 | CARD, 16 CHANNEL OUTPUT, FOR MILL FIRE DETECTION SYSTEM | 203BFCMCOM | UNIT 3 PULVERIZER FIRE PROTECTION CO MONITOR SYSTEM FOR UNIT #3 NEW SYSTEM ADDED SPRING OUTAGE 2006 | 503810005001 | 1FA11B3 | 1 | EA | 654
PETE | 5301167 | 10.515.297 | CARRIAGE ROLLER ASSEMBLY | 203BSSBL10 | L-10 ECONOMIZER SOOT BLOWER IK-525 | BP3 24124-1029 | 1FA8F13 | 4 | EA | 388.88
PETE | 5513284 | 10.515.303 | KIT, REPAIR, ROD GLAND SEAL CARTRIDGE, FOR PARKER-HANNIFIN AIR CYLINDER MODEL #C DD2AS34, 6.00" BORE X 61" STROKE, GROUP 5 SEAL, USED AS HOT AIR BLAST GATE OPERATOR ON PETE #3 & #4 COAL PULVERIZERS. | 203BFCM001 | 3-1 PULVERIZER *** CONFINED SPACE ENTRY *** *** FOR PYRITE SECTION ONLY - SEE NOTES PAGE 6 *** | RG2AHL0175 | 1FA13D16 | 4 | EA | 479.56
PETE | 6501137 | 10.515.324 | CONE, #523673-01 USED ON UNIT 3 TURBINE DRIVEN BOILER FEED PUMPS OIL PURIFIER |  |  |  | 2FA12E60 | 2 | EA | 20.7
PETE | 5005519 | 10.515.327 | BEARING, CONE, FOR PETE #4 CSI THICKNER RAKE ASSY., DENVER EQUIPMENT MODEL #CRB72-D, R-C #190-0112, SEQ #12. | 204RDTHDE0 | THICKNER DRIVE MAIN BULL GEAR | 56418 | 4FA2B1 | 2 | EA | 181.02
PETE | 5513872 | 10.515.331 | CONE, INNER, 4-SECTIONS, W/ ACCESS DOOR & AR400 SPOUT, CONE INTERIOR & EXTERIOR LINED W/ 1/2" WELDABLE TILE, FOR PETE #3 & #4 ABB C-E SVCS. MODEL 903RP COAL PULVERIZERS, S/N 73831-73836. | 203BFCM001 | 3-1 PULVERIZER *** CONFINED SPACE ENTRY *** *** FOR PYRITE SECTION ONLY - SEE NOTES PAGE 6 *** | 94-2723 (ceramic lined / inner & outer) | SB1PF3 | 0 | EA | 0
PETE | 5706471 | 10.515.332 | CONE, INNER, 200R, 18" X 12" X 16", FOR DCL UN800 LOADING SPOUT, USED ON PETE #3 IUCS/CSI TRAIN FLYASH LOAD-OUT STATION, DCL MODEL UN800EV-04-22111112-P1, JOB #J015720, S/N 20578008, TAG #M007. | 203RWTLS01 | UNIT 3 FLYASH SILO DCL TRAIN LOADOUT STATION | 6AU007A3 | SB3C2A6 | 1 | EA | 179
PETE | 5601769 | 10.515.339 | CONNECTOR, 90 DEG PT.# MS-3108-E-22-102 (CANNON) WITH PART FOR FLAME SCANNER ASSY PETE 3. |  |  |  | 2FA15A24 | 4 | EA | 112.92
PETE | 5601238 | 10.515.341 | CONNECTOR, CANNON #MS3101A-24-11-P USED ON C.E. PILOT OIL CONTROL CABINETS#1 BOILER. |  |  |  | 1FA6F37 | 3 | EA | 57.48
PETE | 5008068 | 10.515.347 | CONNECTOR, MULTIFLEX, 6-5/8", NEOPRENE, FOR PETE #3 IUCS FL-1 & FL-2 KOMLINE-SANDERSON VACUUM FILTERS, ROTARY VALVES, S/N KDF-1289(RH) & -1290(LH). | 203RWFAB00 | FLYASH BLOWER AND MOTOR (DUCON) | KDF-1289(RH)-1290(LH) | 2FA16H14 | 2 | EA | 922.01
PETE | 5004616 | 10.515.355 | CONNECTOR, FOR RECEIVER CABLE, P-533 FOR PETE 3/4 LIMESTONE SYS METAL DETECTOR. | 204RPCVBMD | LIMESTONE CONVEYOR METAL DETECTOR SHUTS #2 LIMESTONE BELT DOWN IF METAL IS DETECTED | P-533 | 2FA16A31 | 1 | EA | 32
PETE | 5004490 | 10.515.378 | STAB, ASSY., UNITROL F10, SIZE 1-4, 3-PHASE, FOR PETE #3 IUCS MCC'S. |  |  | 28-1291-5 | 2FA17B27 | 3 | EA | 1208.01
PETE | 4001242 | 10.515.394 | CONNECTOR, CONDUIT, 3/4", STRAIGHT, INSULATED, LIQUIDTIGHT, STEEL, ZINC PLATED. | 204ENPRCP2 | UNIT 4 PRECIPITATOR 4-2 (NORTH) INCLUDES CONTROLS, TR SETS, VIBRATORS, RAPPERS, DOORS, LOCKS AND HIGH VOLTAGE BUSHINGS. *******CONFINED SPACE SEE NOTES PAGE 6******* | 5333 | 1FA4C27 | 42 | EA | 322.14
PETE | 5008069 | 10.515.428 | CLAMP, HOSE, MIN.-MAX. SIZE, 2-5-16"- 8", SNAPLOCK, STAINLESS STEEL, FOR PETE #3 IUCS FL-1 & FL-2 KOMLINE-SANDERSON VACUUM FILTERS, ROTARY VALVES, S/N KDF 1289 & 1290. | 203RWFAB00 | FLYASH BLOWER AND MOTOR (DUCON) | PFSSHC56128 | 1FA8I13 | 63 | EA | 117.76
PETE | 5706452 | 10.515.429 | CLAMP, HOSE, FOR RUBBER HOSE, 1" DIA. X 21 FT. LONG, USED ON PETE #3 IUCS/CSI TRAIN FLYASH LOAD-OUT STATION, DCL MODEL #CFM330-1H14, JOB #J015716, S/N 20578004, TAG #M004. | 203RWTLS01 | UNIT 3 FLYASH SILO DCL TRAIN LOADOUT STATION | 20HS | 2FA6F16 | 14 | EA | 30.8
PETE | 5711119 | 10.515.431 | CLAMP, FLANGE, LOCKING CLAMP KIT, 10" X 11-1/8" ID, W/ HARDWARE, FOR "J" CONNECTION (NUVALOY TO BEVEL PIPE), ITEM "E", FOR PETE #1, #2, & #3 BOTTOM ASH PIPING. | 201AHPGFA0 | DRY FLY ASH CONVEYING PIPING | SK-1701-169 | SB5A1A5 | 2 | EA | 364
PETE | 5706293 | 10.515.433 | CLAMP, TOP, USED ON CO-3 FORT WORTH 14" DIA. U-TROUGH SCREW CONVEYOR, FOR PETE #3 & #4 IUCS/CSI ASH DISPOSAL. | 203RWLSC04 | CO-4 LIME SCREW CONVEYOR AND MOTOR | 350041 | 2FA15E47 | 0 | EA | 0
PETE | 5012884 | 10.515.434 | CLAMP, SPRING, END, FOR ERIEZ MODEL D55P HT VIBRATORS WITH S/N 270535, USED ON FOSTER WHEELER P.J.F.F. (BAGHOUSE) HOPPERS. | 203AHHPR01 | UNIT3 ASH HOPPER # 1, HOPPER HEATERS &; 3FA5001V-ASH GATE 3SV-FA5001-SOV 3TE-FF-1701A & B- RTD TEMP. DETS. 3LE-FF-1501-HH ASH LEVEL ELEMENT 3LE-FF-1601-H ASH LEVEL ELEMENT 3FF1301E-VIB. 3FF1401E-VIB. SEE ASSET NOTES FOR MFG PART NUMBERS. | 121051 | 4FA4E25 | 4 | EA | 44
PETE | 5711547 | 10.515.445 | CLAMP, PIPING, 14", FLANGE HALF, FOR PETE #3 BOTTOM ASH SYSTEM, UCC JOINT #3D, PO 54674-4. | 203RWFA000 | UNIT #3 FLYASH SILO INCLUDES SILO AND ALL ASSOCIATED EQUIPMENT BLOWERS, FEEDERS AND EQUIPMENT.. | 17599 | SB1RE2 | 4 | EA | 279.6
PETE | 5701531 | 10.515.446 | CLAMP, 10" FLANGE, P/N 2-170555, HALVES WITHOUT ALIGNMENT LUGS. | 203AHPGFA0 | FLY ASH DISCHARGE PIPING TO SILO. | 2-170555 | 4FA54B5 | 8 | EA | 262.59
PETE | 2215557 | 10.515.461 | CLEANER, TIP, TORCH, WYPO STANDARD. | 203RWVFFL1 | FL-1 VACUUM FILTER ***CONFINED SPACE ENTRY*** ***SEE NOTES PAGE 6*** | 8324587 | 1FA9F61 | 6 | EA | 56.31
PETE | 5711677 | 10.515.468 | CLEVIS, PISTON ROD, FOR 24" X 24" SLUICE GATE (5-2001-80), USED PETE #4 BOTTOM ASH HOPPERS. | 203AHBHH0A | UNIT 3 (A) BOTTOM ASH HOPPER ***CONFINED SPACE ENTRY*** ***SEE NOTES PAGE 6*** | SK-20292 | 1FA3C31 | 1 | EA | 312
PETE | 8506012 | 10.515.478 | CLIP, MUELLER ALLIGATOR. | 204ENPRCP2 | UNIT 4 PRECIPITATOR 4-2 (NORTH) INCLUDES CONTROLS, TR SETS, VIBRATORS, RAPPERS, DOORS, LOCKS AND HIGH VOLTAGE BUSHINGS. *******CONFINED SPACE SEE NOTES PAGE 6******* | BU 60 | 1FA5G17 | 99 | EA | 37.62
PETE | 8506015 | 10.515.489 | CLIP, INSULATORS, MUELLER UNIVERSAL #29, SHIP HALF BLACK AND HALF RED. | 204ENPRCP2 | UNIT 4 PRECIPITATOR 4-2 (NORTH) INCLUDES CONTROLS, TR SETS, VIBRATORS, RAPPERS, DOORS, LOCKS AND HIGH VOLTAGE BUSHINGS. *******CONFINED SPACE SEE NOTES PAGE 6******* | BU-29-2 (RED) AND BU-29-0 (BLACK) | 1FA5H12 | 118 | EA | 141.6
PETE | 5603109 | 10.515.490 | CLIP, RETAINER, FOR POSITIONER SERIES 7000, S/N PL-2006, UNIT 2 MANUFACTURER PART NO = 51324-1-151 |  |  | 51324-1-151 | 1FA2E43 | 6 | EA | 28.02
PETE | 5706465 | 10.515.503 | CLUTCH, SLIP, 1-1/8" X 1-7/16" BORE, FOR DUAL DIRECTION HOPPER POSITIONER, USED ON PETE #3 IUCS/CSI TRAIN FLYASH LOAD-OUT STATION, DCL MODEL #HPD6X2-251-M1Q1P1, JOB #J015719, S/N 20578007, TAG #M006. | 203RWTLS01 | UNIT 3 FLYASH SILO DCL TRAIN LOADOUT STATION | ROSDC450 1-1/8 X 1-7/16 | 2FA6B3 | 1 | EA | 570
PETE | 5004295 | 10.515.557 | CONTACT, AUX., 1 N.O., SZ 1 & 2M, SIEMENS-ALLIS #25-131-793-101 FOR PETE #4 AT I.U.C.S. ON SIEMENS-ALLIS M.C.C. #101, AND FOR PETE #4, CSI, SIEMENSALLIS MCC'S MARQ. 21, REF. #09-1467-52161. | 204RE00000 | UNIT 4 SCRUBBER ELECTRICAL SYSTEM | 25-131-793-101 | 4FA4E16 | 5 | EA | 97.8
PETE | 5608235 | 10.515.558 | CONTACT, AUXILIARY, PART #CR115B2, USED ON PETE #4 TURBINE SUPV. INST. SYS. S/N 170X755. |  |  | CR115B2 | 2FA14C11 | 1 | EA | 11.75
PETE | 5006958 | 10.515.559 | CONTACT, AUXILIARY, SIDE MOUNT, NEMA 00-6 SIZE, CIRCUITS (1-NO / 1-NC), FOR PETE #3 & #4 IUCS/CSI MOTOR CONTROL CENTERS. | 204RBVF408 | FGD PUMP HOUSE VENT FAN. F408 | J11 | 2FA23F11 | 3 | EA | 722.07
PETE | 5006863 | 10.515.565 | CONTACT, MOVABLE MAIN, P/N 192A9511G3, 800 AMP FRAME ONLY FOR PETE #4 SCRUBBER 480V LOAD CENTERS. |  |  | 192A9511G3 | 2FA19H38 | 12 | EA | 4116.12
PETE | 5006878 | 10.515.566 | CONTACT, MOVABLE RIGHT, P/N 192A9511G2, 1600 AMP FRAME ONLY FOR PETE #4 SCRUBBER 480V LOAD CENTERS. |  |  | 192A9511G2 | 2FA19F23 | 3 | EA | 1062.93
PETE | 5006885 | 10.515.567 | CONTACT, STATIONARY ARCING, P/N 295B408G3 FOR PETE #4 SCRUBBER 480V LOAD CENTER MAIN BREAKERS (3000 AMP ONLY). |  |  | 295B408G3 | 2FA19A21 | 15 | EA | 3697.2
PETE | 5006886 | 10.515.569 | CONTACT, STATIONARY INTERMEDIATE RIGHT, P/N 193A1127G1 FOR PETE #4 SCRUBBER 480V LOAD CENTER MAIN BREAKERS (3000 AMP ONLY). |  |  | 193A1127G1 | 2FA19E27 | 3 | EA | 955.41
PETE | 5006862 | 10.515.571 | CONTACT, STATIONARY MAIN, P/N 192A9847G2, 800 AMP FRAME ONLY FOR PETE #4 SCRUBBER 480V LOAD CENTERS. |  |  | 192A9847G2 | 2FA19H38 | 27 | EA | 2245.86
PETE | 5403241 | 10.515.575 | CONTACT, INTERCHANGABLE, G.E. #CR-120BX1 USED ON G.E. CONTACTORS #CR120A06002AA, PETE #3 ASH SYSTEM. |  |  | CR-120BX1 | 2FA7E34 | 4 | EA | 25.64
PETE | 5006883 | 10.515.577 | CONTACT, MOVING MAIN LEFT, P/N 193A1126G10 FOR PETE #4 SCRUBBER 480V LOAD CENTER MAIN BREAKERS (3000 AMP ONLY). |  |  | 193A1126G10 | 2FA19A19 | 9 | EA | 2310.75
PETE | 5006884 | 10.515.578 | CONTACT, MOVING MAIN RIGHT, P/N 193A1126G8 FOR PETE #4 SCRUBBER 480V LOAD CENTER MAIN BREAKERS (3000 AMP ONLY). |  |  | 193A1126G8 | 2FA19A20 | 9 | EA | 2310.75
PETE | 5002864 | 10.515.579 | CONTACT, RELAY, FOR PRECIPITATOR RESEARCH COTTRELL INC, UNIT 3 MANUFACTURER PART NO = 302695-L1 |  |  | 302695-L1 | 2FA8F49 | 9 | EA | 85.32
PETE | 5711927 | 10.515.583 | CONTACTOR ASSY., S/A 6C, PART #SK 10066 ITEM 1 USED ON ROTORK VALVES UNIT 3 ASHSYSTEM - ACTUATOR TYPE 14A-218, S/N B4980A1. |  |  |  | 1FA3F55 | 1 | EA | 225.92
PETE | 5002750 | 10.515.584 | CONTACTOR, #5, FOR PETE #3 RESEARCH-COTTRELL PRECIPITATORS. | 203ENPRCP1 | UNIT 3 PRECIPITATOR 3-1 (SOUTH) INCLUDES CONTROLS, TR SETS, VIBRATORS, RAPPERS, DOORS, LOCKS AND HIGH VOLTAGE BUSHINGS. ***** CONFINED SPACE/SAFETY SEE NOTES PAGE 6 ***** | 57344-L1 | 2FA6G2 | 1 | EA | 9021
PETE | 5404909 | 10.515.600 | CONTACTOR, 480V, 3 PHASE, SIZE 5, W/115 VOLT COIL, CAT. #HCVR-5CCOJ FOR PETE #4, CSI, SIEMENS ALLIS MCC'S MARQ 21, REF. #09-1467-52161. | 204RE00000 | UNIT 4 SCRUBBER ELECTRICAL SYSTEM | HCVR-5CC0J | 4FA52A4 | 1 | EA | 1541.8
PETE | 5012606 | 10.515.604 | MAIN CONTACTOR, 3 POLE, 600 VAC, 230 AAC, USED ON UNIT 4, 2014, E.S.P. UPGRADE. POWER PLUS PARTS | 204ENP0000 | UNIT 4 PRECIPITATORS (PARENT) INCLUDES CONTROLS, TR SETS, VIBRATORS, RAPPERS, DOORS, LOCKS AND HIGH VOLTAGE BUSHINGS. *********CONFINED SPACE SEE NOTES PAGE 6********* | H11741 | 2FA21C30 | 1 | EA | 1340
PETE | 5012909 | 10.515.606 | CONTACTOR, HEATER, RUFFNECK UNIT HEATER REPLACEMENT, 480V, USED ON PETE 2&3 BAGHOUSE HOPPER & DAMPER ENCLOSURES. | 203BCOMP01 | UNIT 3 FABRIC FILTER COMPARTMENT #1, CONTAINS 34 ROWS OF 40 FILTER BAGS SUPPORTED ON WIRE CAGES, TOTAL OF 1360 BAGS. BAGS ARE 29.75' LONG, 5" DIAMETER. COMPARTMENTS ARE NUMBERED SO. TO NO., EAST TO WEST, S.E. IS #1, N.E.. IS #2. 2PI-FF-1801 DIFF.PRESS.GA | C11055-01-001 | 2FA4F33 | 2 | EA | 397.44
PETE | 5304294 | 10.515.623 | COIL, SOLENOID, FOR PARKER-HANNIFIN, MODEL CJ1 VALVE, UNIT BOILER 2 MANUFACTURER PART NO = P1209601 | 204BFIGL01 | LEVEL 1/2 IGNITORS INCLUDES A,B,C AND D CORNERS | P1209601 | 1FA6E39 | 3 | EA | 659.04
PETE | 5304122 | 10.515.627 | COIL, AIR CONTROL, FOR ABB COMBUSTION ENG SCVS, MODEL SOLENOID, UNIT PETE 3 MANUFACTURER PART NO = 1941993A1 | 203BFIGL03 | LEVEL 3 IGNITORS INCLUDES A,B,C AND D CORNERS | ASCO27-502-1-D | 1FA10D54 | 2 | EA | 102
PETE | 5006953 | 10.515.640 | COIL, SIZE 1 & 2, P/N 1366D25G01 (B200), PETE #4 SCRUBBER MCC'S. | 204RELV411 | MOTOR CONTROL CENTER MCC S4-1-1 | 1366D25G01 | 2FA23A7 | 3 | EA | 64.17
PETE | 5608254 | 10.515.641 | COIL, PART #55-150695G22, FOR TURBINE SUPV. INST. SYS, PETE #4, S/N 170X755. |  |  | 55-150695G22 | 2FA13F29 | 1 | EA | 75.7
PETE | 5005611 | 10.515.653 | COLLAR, RELEASE, FOR PETE #4 SCRUBBER ABSORBER FEED PUMPS, WARMAN PUMPS MODEL 450STL. | 204RMQFPA1 | P-402A-1 QUENCHER PUMP | S239M71542 | 2FA16B31 | 1 | EA | 1621.54
PETE | 6716017 | 10.515.700 | FLOW CONDITIONER, YARWAY 9200 SERIES, ITEM 5, USED ON PETE 4 BOTTOM ASH RECIRC. VALVE. | 204AHSWVR1 | 4-1 ASH SLUICE PUMP RECIRC VALVE/CHECK. | 10077857 | 2FA4G7 | 2 | EA | 11517.5
PETE | 5009951 | 10.515.707 | COUPLING KIT, FALK 1040T10, COVER & GRID ASSEMBLY., ITEM #F13IT30101, USED ON UNITS 1& 2 FGD SCRUBBERS AND LIMESTONE PULVERIZER LOW & HIGH PRESSURE OIL PUMPS. | 204RPMSMX0 | MILL SLURRY MIXER MX-V406 | 0775803 | 2FA17D15 | 2 | LT | 169.23
PETE | 6718372 | 10.515.708 | KIT, COUPLING HARDWARE, FOR THOMAS COUPLINGS, MODEL SN, SIZE 375, REXNORD PT# 001966. | 203AHRWP01 | 3-1 ASH SLUICE RETURN WATER PUMP | 001966 | 2FA13D19 | 2 | EA | 1054
PETE | 5003659 | 10.515.710 | COUPLING, 10" ABCO P150 FOR UNIT #3 SCRUBBER. |  |  |  | SB3F1C3 | 1 | EA | 23.95
PETE | 5003655 | 10.515.711 | COUPLING, 3" ABCO P150 FOR UNIT #3 SCRUBBER. |  |  |  | SB3F1B3 | 4 | EA | 17.6
PETE | 5003658 | 10.515.712 | COUPLING, 8" ABCO P150 FOR UNIT #3 SCRUBBER. |  |  |  | SB3F1C3 | 4 | EA | 80.8
PETE | 5711828 | 10.515.713 | COUPLING, DRESSER, (STYLE 38), 7" MIDDLE RING TO FIT 14-1/2" OD, POS. #26, REF. DETRICK DWG. #AB-0055, FOR PETE #3 BOTTOM ASH SYSTEM. | 203AHPGBV1 | COV-2052, (BV-1) TOP ASH WET TO BOTTOM ASH. LOCATED NORTH OF "C" ASH HOPPER 1ST FL |  | SB5A2B1 | 3 | EA | 2127.03
PETE | 6718046 | 10.515.738 | COUPLING, SHAFT-COMPLETE, SIZE- 375SV, 1ST BORE- 3.5 2ND BORE- 2.375, FOR LAWRENCE PUMP S/N 71511, 12" SIZE DDL DOUBLE VOLUTE. | 203AHRWP01 | 3-1 ASH SLUICE RETURN WATER PUMP |  | SB1SA4 | 1 | EA | 6096
PETE | 6501141 | 10.515.740 | COUPLING, SHEAR #529207-01 USED ON UNIT #3 TURBINE DRIVEN BOILER FEED PUMPS OIL PURIFIER. |  |  |  | 2FA12F56 | 1 | EA | 16.95
PETE | 5003310 | 10.515.742 | COUPLING, TORQUE LIMITER FOR ANDCO,FD-20A/B FAN OUTLET ISOLATOR MANUFACTURER PART NO = TL-13 | 203RFBFDO1 | FD-20A, 3-1 BOOSTER FAN OUTLET DAMPER INCLUDES DRIVE UNIT, DAMPER, CHAIN AND CONTROLS *** CONFINED SPACE ENTRY *** *** SEE NOTES PAGE 6 *** | TL-13 | 2FA14G10 | 1 | EA | 316
PETE | 5305531 | 10.515.744 | COUPLING, VICTAULIC, 24", STYLE #77, W/ GRADE "L" GASKET (ORANGE), FOR PETE #3 & #4 PULVERIZER COAL PIPING TO BOILER. | 203BFPGP01 | 3-1 PULVERIZED FUEL PIPING FROM PULVERIZER DISCHARGE VALVE TO THE BOILER. |  | SB3E1C4 | 2 | EA | 5762.41
PETE | 5006210 | 10.515.754 | COUPLING, J FLANGE, ELASTOMERIC, SURE FLEX SLEEVE, 1-1/8" BORE, IRON, FOR PETE #4 SCRUBBER DRAINAGE SUMP AGITATOR. | 204RBSM401 | S401 FGD AREA DRAINAGE SUMP MIXER & MOTOR | 5J118 | 2FA1F33 | 2 | EA | 33.75
PETE | 5513966 | 10.515.761 | COUPLING, MILL MOTOR TYPE, SIZE- 4-1/2", ROUGH BORE, W/ HUB, SLEEVE & SHROUDED BOLT FASTENER KIT, FOR PETE #2 PULVERIZER WORM SHAFT. | 202BFCM001 | 2-1 PULVERIZER *** CONFINED SPACE ENTRY *** *** FOR PYRITE SECTION ONLY | 4 1/2F FHUB | SB3M1A2 | 0 | EA | 0
PETE | 7005356 | 10.515.763 | GRID, COUPLING, REPLACEMENT FOR FALK 1070T20 COUPLING. | 203RMMX00C | A1-3-C RECYCLE TANK AGITATOR. INCLUDES MOTOR, GEARBOX, SHAFT, MIXER BLADES AND CONTROLS. | 1070T20 | 1FA7C22 | 2 | EA | 249.24
PETE | 5002884 | 10.515.766 | COUPLING, HALF 1HM, FOR PRECIPITATOR ENVIRONMENTAL ELEMENTS CO, UNIT 4 MANUFACTURER PART NO = PA3168 | 204ENPRCP1 | UNIT 4 PRECIPITATOR 4-1 (SOUTH) INCLUDES CONTROLS, TR SETS, VIBRATORS, RAPPERS, DOORS, LOCKS AND HIGH VOLTAGE BUSHINGS. *********CONFINED SPACE SEE NOTES PAGE 6********* | PA3168 | 2FA21I4 | 4 | EA | 622.24
PETE | 1911519 | 10.515.775 | COUPLING, PIPE REPAIR, SIZE- 4, BAND WIDTH- 6 | 203AHTKP01 | 3-1 PYRITE HOPPER AND CATEGORY'S OF THE HOPPER | D01180321009 | 1FA22C1 | 3 | EA | 101.56
PETE | 2208061 | 10.515.785 | COUPLING, QUICK CONNECT, 2", MALE ADAPTER - MALE THREAD, NPT, MATERIAL- POLYPROPYLENE. | 203RMRCPB1 | RECYCLE PUMP P1-3-B1 | 633-F | 1FA8B11 | 12 | EA | 71.02
PETE | 2208067 | 10.515.786 | COUPLING, QUICK CONNECT, 2", FEMALE COUPLER - MALE THREAD, NPT, MATERIAL- POLYPROPYLENE. | 203RPPGMU0 | MAKE-UP SLURRY PIPING TO SCRUBBER MOD. | PPB200 | 1FA8C12 | 9 | EA | 121.86
PETE | 5003902 | 10.515.791 | COUPLING, VICTAULIC, 3", STYLE 77, FOR PETE #3 & #4 SCRUBBER LIMESTONE BALL MILLS & MILL SLURRY HYDROCLONES. | 204RPMSH00 | MILL SLURRY HYDRACLONES AND TUB | VIC-75-3 | 2FA14H24 | 6 | EA | 308.22
PETE | 5003299 | 10.515.795 | COUPLING, SHAFT-COMPLETE, 1ST BORE- 1", 2ND BORE- 5/8". | 203RGMID0A | FD30-A MODULE INLET DAMPER INCLUDES DRIVE UNIT, DAMPER, CHAIN AND ELECTRICAL CONTROLS. | L095X1X5 / 8COUP | 2FA16F9 | 5 | EA | 91.8
PETE | 5003312 | 10.515.798 | COUPLING, SHAFT, REDUCER SCREW, 3-1/4" X 1-3/4", FOR PETE #3 SCRUBBER REHEATER OUTLET ISOLATORS. | 203RFBFDO1 | FD-20A, 3-1 BOOSTER FAN OUTLET DAMPER INCLUDES DRIVE UNIT, DAMPER, CHAIN AND CONTROLS *** CONFINED SPACE ENTRY *** *** SEE NOTES PAGE 6 *** | 1090T20 | 2FA14G11 | 1 | EA | 681.34
PETE | 5005404 | 10.515.799 | COUPLING, SHAFT-COMPLETE, SIZE- 130T20 | 203RPBMR00 | BALL MILL GEARBOX,COUPLING,&BEARING M2-3 | 130T20 | SB1MB5 | 1 | EA | 1374.92
PETE | 5012953 | 10.515.803 | COUPLING, DRIVE, STRAIGHT BORE, FALK STEELFLEX, ,2-15/16" KEYWAY@ FAN SHAFT, 2-3/8" KEYWAY @ MTR, FOR PETE 3 BAGHOUSE BYPASS DAMPER SEAL AIR BLR,. TAG# 2014-004066, GRP 2/SIZE 44 HPBC, FOR NYB HPBC BC ARR-8 CCW ROT UB DISCH FLG 83% WIDTH | 203BA4600C | 3BA4600C - UNIT 3 FABRIC FILTER BYPASS DAMPER SEAL AIR BLOWER AND MOTOR. 3BA4700Y - SEAL AIR BLOWER DAMPER, EFFOX, 36" ROUND. 3SV-BA-4700C - CLOSE SOLENOID 3SV-BA-4700O - OPEN SOLENOID 3ZS-BA-4700C - CLOSE LIMIT SW. 3ZS-BA-4700O - OPEN LIMIT SW. | 1090T10 | 4FA2G8 | 1 | EA | 659.25
PETE | 4901192 | 10.515.812 | CONNECTOR, SOCKET, FOR PETE 4 MILL FIRE DETECTION SYSTEM. | 204BFCMCOM | UNIT 4 PULV. FIRE PROTECTION CO MONITOR(KVB) SYSTEM | 5014-10002-101 | 1FA11F14 | 4 | EA | 48
PETE | 4901193 | 10.515.847 | CONNECTOR, SHELL, FOR PETE 4 MILL FIRE DETECTION SYSTEM. | 204BFCMCOM | UNIT 4 PULV. FIRE PROTECTION CO MONITOR(KVB) SYSTEM | 5014-12001-301 | 1FA11F15 | 4 | EA | 140
PETE | 5006950 | 10.515.861 | KIT, CONTACT, SIZE 2, FOR PETE #4 SCRUBBER MCC'S, WESTINGHOUSE ELECTRIC CO. MODEL. | 204RELV411 | MOTOR CONTROL CENTER MCC S4-1-1 | 373B311G11 | 2FA23F13 | 3 | EA | 127.74
PETE | 5004487 | 10.515.915 | KIT, CYLINDER REPAIR, FOR AEROQUIP, MODEL 6, TYPE KNIFE GATE MANUFACTURER PART NO = 6332U057 | 203RDPGUF0 | UNDERFLOW PIPING **** SEE EQUIPMENT NOTES PAGE #6 **** ** NUCLEAR DENSITY GAGE ATTACHED TO PIPING ** | 6332U057 | 2FA16A35 | 8 | EA | 1534.8
PETE | 5004033 | 10.515.916 | KIT, REPAIR, AIR CYLINDER, FOR 6" CLARKSON KNIFEGATE VALVE, 17-4 PH STAINLESS STEEL, USED ON PETE #3 & #4 IUCS/CSI THICKNER UNDERFLOW & WASTE SLURRY PUMPS. | 203RDVF351 | FV 351 A&B UNDERFLOW PUMP P7-3A&B SUCT VV 6" CLARKSON | PAME-99 | 2FA16A6 | 2 | EA | 440
PETE | 5711034 | 10.515.923 | CYLINDER, ITEM #44, DWG.# A-10828, FOR 6" DEZURIK CYLINDER (SA) OPERATED WATER VALVE, UNIT #2, CONTR. #A-60901. | 202AHBHH0A | UNIT 2 A BOTTOM ASH HOPPER. ***CONFINED SPACE ENTRY*** ***SEE NOTES PAGE 6*** |  | 1FA7D17 | 1 | EA | 71.25
PETE | 5706104 | 10.515.924 | CYLINDER, REPAIR KIT, #1059402, INCLUDES 1 PISTON O-RING, 1 PISTON SEAL, 2CYL. O-RING, 1 CYL. CAP SEAL, 1 ROD SEAL FOR 6" DEZURIK 3-WAY VLV.S (TAGS LV-1A, HV-44, 45) ORDER #638275 - SLUDGE WASTE PETE 3 | 203RW00000 | UNIT 3 SCRUBBER WASTE SYSTEM (IUCS) |  | 2FA15C38 | 0 | EA | 0
PETE | 5006090 | 10.515.927 | CYLINDER, HYDRAULIC, FOR 20" CLARKSON KNIFE GATE VALVE, USED ON PETE #4 SCRUBBER QUENCHER PUMP DISCHARGE VALVES. (DUAL CYLINDER SET UP) | 204RDVYQ1A | A-1 QUENCHER PUMP A-1 DISCHARGE VALVE FV-304A | 3538 | SB3N2C1 | 2 | EA | 15662.52
PETE | 5721239 | 10.515.928 | CYLINDER, HYDRAULIC, DOUBLE-EXTENDED, W/ SPECIAL DESIGNED 3-PIECE FRONT GLAND, 316 SS COMPONENTS, 26-1/2" STROKE & FRONT FLANGE MOUNT, FOR A PORTION OF A JM-36S KERRY ACTUATOR, USED ON PETE BOTTOM ASH HOPPER SLIDE GATES. | 203AHBAHA0 | UNIT 3 BOTTOM ASH SYSTEM A HOPPER AND ASSOCIATED EQUIPMENT | JM-36S-25.50-CYL-1014877 |  | 0 | EA | 0
PETE | 5006088 | 10.515.929 | CYLINDER, HYDRAULIC, HIGH PRESSURE FOR 30" CLARKSON KNIFE GATE VALVE, 5"BORE X 33" STROKE. USED ON PETE #4 SCRUBBER ABSORBER FEED PUMPS. (YOKE & CLEVIS PIN INCLUDED) (DUAL CYLINDER SET UP) | 204RDVYA1A | A-1 ABSORBER FEED PUMP DISCHARGE VALVE FV-402A | 6014 (DUAL CYLINDER) | SB3D1A2 | 2 | EA | 7015
PETE | 5706706 | 10.515.931 | CYLINDER SECTION, STEEL, FOR PRIMARY HYDROCLONES, USED ON PETE #4 DEWATERING MILL SLURRY, KREBS CYCLONE MODEL GMAX6-3193, S/N G115252I THRU G115262I. | 272PH15252 | PH 44-1-1 PRIMARY HYDROCLONE | G61-126140A-ST | SB1GE4 | 3 | EA | 612
PETE | 5513165 | 10.515.933 | CYLINDER, AIR, 2-1/2" BORE, 9-1/2" STROKE, {15-3/4" TIP TO TIP}, FOR DISCHARGE VALVES, USED ON PETE #3 & #4 ABB C-E SVCS. COAL PULVERIZERS, S/N 73831-73836. | 203BFCM004 | 3-4 PULVERIZER *** CONFINED SPACE ENTRY *** *** FOR PYRITE SECTION ONLY - SEE NOTES PAGE 6 *** | MP-9497-F | 1FA13B6 | 1 | EA | 712
PETE | 5713479 | 10.515.935 | CYLINDER, AIR, PARKER-HANNIFIN, 12" BORE, 13" STROKE, BV-1, 2, 3, FOR PETE#3 BOTTOM ASH SYSTEM. FOR PETE #3 BOTTOM ASH SYSTEM. MANUFACTURER PART NO.JB2AU14A X 13 | 203AHPGBV1 | COV-2052, (BV-1) TOP ASH WET TO BOTTOM ASH. LOCATED NORTH OF "C" ASH HOPPER 1ST FL | JB2AU14A X 13 | SB1BD9 | 1 | EA | 2767
PETE | 5504549 | 10.515.938 | CYLINDER, GATE, AIR, 6", LOWER STEEL CYL. | 203BFBG001 | 3-1 PULVERIZER BLAST GATE (ALSO CALLED P GATE) INCLUDES GATE, SOLENOID, SWITCH, AND CYLINDERS. | M290576 | SB1MF1 | 3 | EA | 6166.07
PETE | 5711220 | 10.515.939 | CYLINDER, AIR, 2-1/2" X 6", FOR PRECIPITATOR HOPPER VALVES, USED ON PETE #3 & #4 TOP ASH SYSTEMS, PER UC PO 54674-4. | 203AHBD001 | 3-1 DEWATERING BIN, GATES AND SCREENS | 2-4401-56 | 1FA3I3 | 11 | EA | 3884.68
PETE | 5504550 | 10.515.941 | CYLINDER, GATE, AIR, 6", UPPER STEEL CYL. | 203BFBG001 | 3-1 PULVERIZER BLAST GATE (ALSO CALLED P GATE) INCLUDES GATE, SOLENOID, SWITCH, AND CYLINDERS. | ST4F1-6.00X62.00X1.75- #2- N121N121C22-L | SB1MF1 | 3 | EA | 6789.05
PETE | 5711444 | 10.515.942 | CYLINDER, VALVE, 3" BORE X 6-3/8" STROKE, FOR PETE #3 ASH SYSTEM, AS FURNISHED ON UCC PO 54674-4. |  |  | 4401-61 | SB5A1B6 | 1 | EA | 822
PETE | 5711024 | 10.515.945 | CYLINDER, VALVE, COMPLETE, 5" BORE X 4-1/2" STROKE, FOR TYPE E MATERIAL HANDLING VALVE, USED ON PETE #1 & #2 TOP ASH SYSTEMS. | 204AHPGD0F | FLY ASH DISCH PIPING - DRY & WET | R-800225 | 4FA56A3 | 4 | EA | 3215.21
PETE | 5004486 | 10.515.950 | CYLINDER, FOR AEROQUIP, MODEL 6, MANUFACTURER PART NO = TE07MDCAAA07400 | 203RDPGUF0 | UNDERFLOW PIPING **** SEE EQUIPMENT NOTES PAGE #6 **** ** NUCLEAR DENSITY GAGE ATTACHED TO PIPING ** | TE07MDCAAA07400 | SB3B1B5 | 1 | EA | 797.24
PETE | 5505701 | 10.515.952 | CYLINDER, SWEEP, COAL SAMPLER, FOR 54" PRIMARY SAMPLER CUTTER, USED ON PETE 3A & 3B COAL CONVEYORS, J.B.LONG PROJECT #92062, HYDRALINE MODEL. | 266CHCSS3A | 3A COAL CONV. SAMPLER **** SEE EQUIPMENT NOTES PAGE #6 **** * CUTTING & WELDING PERMIT REQUIRED * | 0045-0099 | SB3B2B2 | 2 | EA | 6280.78
PETE | 6101406 | 10.515.953 | DAMPENER, PULSATION, 1/2", SS, UP TO 5000 PSI ASHCROFT MANUFACTURER PART NO = 1/2" 1106S | 203RDVL400 | LCV 400-2 WASTE SLURRY SUMP LEV CONT (REC) | 1/2 1106S | 2FA22F31 | 7 | EA | 455.7
PETE | 5706895 | 10.515.954 | VIBRATION DAMPENER KIT (SHOCK ABSORBER), USED ON PETE 3&4 FLYASH TANK FLUIDIZING AIR BLOWER. | 203RWB0000 | AIR SLIDE BLOWER | 2C111-045 | 2FA7E11 | 1 | EA | 215.32
PETE | 5012639 | 10.515.957 | BYPASS DAMPER AIR CYLINDER OPERATOR, 10" BORE X 16" STROKE, USED ON FOSTER WHEELER P.J.F.F. (BAGHOUSE) BYPASS DAMPER ACTUATOR | 203BA4500Y | UNIT 3 FABRIC FILTER - BYPASS DAMPER, BANK A & B, EFFOX LOUVER DAMPER, 3BA4500Y; 3ZS-BA-4501O & 02O OP LT SW 3ZS-BA-4501C & 02C CL LT SW 3SV-BA-4501O & 02O OP SOV 3SV-BA-4501C & 02C CL SOV NORGREN 12 X 16 CYLINDER PART #'S LISTED IN NOTES | J1233D1-10 X 16-P(1/2P) | SB1GC4 | 1 | EA | 2476.69
PETE | 5015747 | 10.515.959 | INLET DAMPER 12" AIR CYLINDER OPERATOR, USED ON FOSTER WHEELER P.J.F.F. INLET DAMPER, PETE 3 BAGHOUSE. | 203BA3101Y | UNIT 3 FABRIC FILTER - COMPARTMENT 1, INLET DAMPER, ,EFFOX LOUVER DAMPER, 3BA3101Y; 3ZS-BA-3101O-OPEN LIMIT SW. 3ZS-BA-3101C-CLOSE LIMIT SW. 3SV-BA-3101O-OPEN SOV 3SV-BA-3101C-CLOSE SOV NORGREN 10 X 12 CYLINDER PART #'S LISTED IN NOTES | J1233E1-12X16-P (1/2) | SB1IC7 | 2 | EA | 6620.68
PETE | 5003012 | 10.516.017 | CONTROL ASSY, AMERICAN AIR FILTERS DNC-T2010-A20 | 204RPCVDC4 | LIMESTONE SYSTEM DUST COLLECTION | DNC-T2010-A20 | 2FA14G7 | 2 | ASY | 1119
PETE | 5012912 | 10.516.027 | CONTROLLER ASSEMBLY, Xe-90M, PRE-PROGRAMMED FOR INGERSOLL RAND MODEL R75i-A125 S/N VK2180U14105 COMPRESSOR, USED ON PETE 2&3 BAGHOUSE INSTRUMENT AIR COMPRESSORS. | 203BCOMP01 | UNIT 3 FABRIC FILTER COMPARTMENT #1, CONTAINS 34 ROWS OF 40 FILTER BAGS SUPPORTED ON WIRE CAGES, TOTAL OF 1360 BAGS. BAGS ARE 29.75' LONG, 5" DIAMETER. COMPARTMENTS ARE NUMBERED SO. TO NO., EAST TO WEST, S.E. IS #1, N.E.. IS #2. 2PI-FF-1801 DIFF.PRESS.GA | 23629512 | 2FA4A23 | 1 | EA | 3015
PETE | 6002798 | 10.516.033 | CONTROLLER, INDICATING TEMPERATURE FENWAL 400 LINE #40-702010-424 RANGE 0-300 DEG F/10-150 DEG C - STANDARD CAPILLARY FOR UNIT #3 MONITORS. |  |  |  | 1FA4A5 | 1 | EA | 440.1
PETE | 5012619 | 10.516.045 | TEMPERATURE CONTROLLER, USED ON UNITS 1 & 3, 2014, E.S.P. UPGRADE. PURGE AIR HEATING. | 203ENP0000 | UNIT 3 PRECIPITATORS INCLUDES CONTROLS, TR SETS, VIBRATORS, RAPPERS, DOORS, LOCKS AND HIGH VOLTAGE BUSHINGS. *********CONFINED SPACE SEE NOTES PAGE 6********* | PM3CFJ-AAAAAA | SB1GB8 | 1 | EA | 320
PETE | 5002015 | 10.516.047 | CONTROLLER TEMPERATURE, 100-240 VAC INPUT, 1/16 DIN USED ON PETE 3&4 ASH SILO FLUDIIZING AIR HEATERS. | 203AHFBS01 | 3-1 SILO FLUIDIZING BLOWER | DTB4848RR | 2FA8E16 | 1 | EA | 80
PETE | 5002017 | 10.516.049 | CONTROLLER, TEMPERATURE, OMEGA OVERTEMP CONTROLLER, SETPOINT @ 900 DEG F, USED ON PETE 3&4 ASH SILO FLUIDIZING AIR HEATERS. | 203RWFA000 | UNIT #3 FLYASH SILO INCLUDES SILO AND ALL ASSOCIATED EQUIPMENT BLOWERS, FEEDERS AND EQUIPMENT.. | CN3261-KF | 2FA8E15 | 1 | EA | 210
PETE | 5002514 | 10.516.054 | CONTROLLER, POWER CUBE, 250A, 1500PRV, W/ PULSE BOARD, FOR PETE #4 PRECIPITATORS, ENVIRONMENTAL ELEMENTS CO. MODEL. | 204ENPRCP1 | UNIT 4 PRECIPITATOR 4-1 (SOUTH) INCLUDES CONTROLS, TR SETS, VIBRATORS, RAPPERS, DOORS, LOCKS AND HIGH VOLTAGE BUSHINGS. *********CONFINED SPACE SEE NOTES PAGE 6********* | WA41100 | 4FA52A5 | 0 | EA | 0
PETE | 5607468 | 10.516.059 | CINVERTER, A-C SIGNAL, FOR SOOT BLOWER CONTROL PANEL, COPES-VULCAN, MODEL TSDGC, AREA PETE 3 MANUFACTURER PART NO = 97516 |  |  | 97516 | 2FA15E13 | 1 | EA | 112.18
PETE | 5301677 | 10.516.061 | CONVERTER, UNIT 3&4, FOR ABB COMBUSTION ENG SVCS, MODEL CONTROL PANEL, DESC SIGNAL, MANUFACTURER PART NO = 169430 |  |  | 169430 | 2FA19C4 | 2 | EA | 1047.52
PETE | 5706402 | 10.516.068 | CONVEYOR, SCREW FLIGHTING, RH SECTIONAL, 16" X 16" X 1/4", WELDED ON 4" SCH. 40 PIPE 13'- 2" LONG, BUSHED FOR 3" PHASE QUICK COUPLING BOTH ENDS, W/ 1'-10" BARE{NO FLIGHTING ONE END}, FOR PETE #4 IUCS/CSI FLYASH CONV. CO-107, ORDER #C3-536. | 204RWCB107 | CO-107 MIXER FEED SCREW CONV, AND BRGS | L32ZI47001 | SB1 RACK H | 1 | EA | 5376
PETE | 5012916 | 10.516.069 | COOLANT, ULTRA, 20 LITERS PER PAIL, FOR INGERSOLL RAND MODEL A75i-A125 COMPRESSORS, USED ON PETE 2 & 3 BAGHOUSE INSTRUMENT AIR COMPRESSORS. | 203BCOMP01 | UNIT 3 FABRIC FILTER COMPARTMENT #1, CONTAINS 34 ROWS OF 40 FILTER BAGS SUPPORTED ON WIRE CAGES, TOTAL OF 1360 BAGS. BAGS ARE 29.75' LONG, 5" DIAMETER. COMPARTMENTS ARE NUMBERED SO. TO NO., EAST TO WEST, S.E. IS #1, N.E.. IS #2. 2PI-FF-1801 DIFF.PRESS.GA | 38459582 | SB1IC2 | 4 | BUC | 1784
PETE | 5012949 | 10.516.070 | COOLER, SHAFT, MODEL 3007, BORE 2.9375 INCH, O.D. 10.5 INCH, USED ON PETE 2&3 BAGHOUSE BYPASS DAMPER SEAL AIR BLOWER. BLR TAG 2014-004066, GRP 2/SIZE 44 HPBC, FOR NYB HPBC SIZE 44 BC ARR-8 CCW ROTATION UB DISCH FLANGED 83% WIDTH. | 203BA4600C | 3BA4600C - UNIT 3 FABRIC FILTER BYPASS DAMPER SEAL AIR BLOWER AND MOTOR. 3BA4700Y - SEAL AIR BLOWER DAMPER, EFFOX, 36" ROUND. 3SV-BA-4700C - CLOSE SOLENOID 3SV-BA-4700O - OPEN SOLENOID 3ZS-BA-4700C - CLOSE LIMIT SW. 3ZS-BA-4700O - OPEN LIMIT SW. |  | 4FA2G7 | 1 | EA | 66
PETE | 5001245 | 10.516.072 | COOLER - AFTER, FOR PETE #3 & #4 FLYASH BLOWERS, R.P. ADAMS CO. MODEL SAF-SLR-355/343, S/N 192184. | 203AHFB001 | 3-1 FLY ASH BLOWER ASSEMBLY | 55007-100 | SB1FD1 | 2 | EA | 36113.38
PETE | 5012589 | 10.516.084 | CORK GASKET, USED ON UNIT 4, 2014 E.S.P. UPGRADE. RAPPER PARTS | 204ENP0000 | UNIT 4 PRECIPITATORS (PARENT) INCLUDES CONTROLS, TR SETS, VIBRATORS, RAPPERS, DOORS, LOCKS AND HIGH VOLTAGE BUSHINGS. *********CONFINED SPACE SEE NOTES PAGE 6********* |  | 2FA4A30 | 10 | EA | 70
PETE | 5003209 | 10.516.089 | COUNTER, TEST LENGTH, FOR THAYER INDUSTRIES INC, MODEL M18TM1, STYLE SCALEMANUFACTURER PART NO = 68644 SER NO = 1200-982 | 203RPWFCN0 | LIMESTONE WEIGHFEEDER CONTROLS M1-3 | 68644 | 2FA14E11 | 1 | EA | 558.51
PETE | 2208094 | 10.516.091 | COUPLER, HYDRAULIC, FEMALE, QUICK DISCONNECT, AERO-QUIP. | 204RDPGHO0 | HYDRAULIC OIL SYSTEM PIPING | 5601-6-6S | 1FA10H23 | 25 | EA | 352
PETE | 5013388 | 10.516.095 | COUPLING, USED ON BOOSTER FANS, PETE UNIT 4 FGD, DWG# P208305-D10-010002, S/N P208305. | 204RFBF001 | 4-1 BOOSTER FAN, WHEEL & BEARINGS *** CONFINED SPACE ENTRY *** SEE NOTES PAGE 6 *** | 800 SERIES 52 | SB1EF2 | 1 | EA | 34099.87
PETE | 5706641 | 10.516.098 | COUPLING, HIGH SPEED ASSEMBLY, FOR 7080 SERIES GEARBOX (75Q10), USED ON PETE #4 DEWATERING FILTER FEED TANK AGITATOR (FFA 44-1). | 272FFA4100 | FFA 44-01 FILTER FEED TANK AGITATOR | 806605PSP | 2FA11B3 | 1 | EA | 576.06
PETE | 5701860 | 10.516.099 | COUPLING, PIPE, 8", ASSEMBLY, W/ HI-TEMP GASKET, FOR PETE #1 & #2 ASH SYSTEMS, A-S-H CONTRACT #CA2345. | 203AHEA000 | "A" ASH HOPPER HYDRO-EJECTOR LOCATED AT "A" ASH HOPPER AT BOTTOM OF DOGHOUSE | A4538D | SB5A1A2 | 5 | EA | 1739.42
PETE | 5721109 | 10.516.102 | COUPLING, FLUID, LINK-BELT SFD SILICONE, SIZE 210C, #XR-1-1/2, FOR PETE #3 & #4 BOTTOM ASH CRUSHER DRIVE GEARMOTOR ASSY.. | 203AHBGG0A | UNIT 3 (A) BOTTOM ASH HOPPER GRINDER | 36242 | 1FA6H17 | 1 | EA | 4206.2
PETE | 5513971 | 10.516.106 | COUPLING, #5 ACCESSORIES KIT, W/ 14 EA. BOLTS / HEX NUTS & LOCK WASHERS & (1) GASKET, FOR FLEXIBLE COUPLING SPACER, USED ON PETE #3 & #4 ABB C-E SVCS. MODEL 903RP COAL PULVERIZERS. | 203BFCM001 | 3-1 PULVERIZER *** CONFINED SPACE ENTRY *** *** FOR PYRITE SECTION ONLY - SEE NOTES PAGE 6 *** | GP-1481 | 1FA12A9 | 2 | EA | 455.62
PETE | 6001506 | 10.516.107 | DIAPHRAGM, INSTRUMENT, ASSEMBLY, FOR FISHER 4RP-12A, #4 INSTRUMENTS. MANUFACTURER PART NO. = 1U9018000A2 |  |  | 1U9018000A2 | 2FA24G5 | 2 | EA | 15.62
PETE | 5721637 | 10.516.112 | DIAPHRAGM, FLTG, SFT, 4.25" ID X 10.38" OD, FOR FLY ASH DUSTLESS UNLOADER. | 203AHFU031 | 3-1 ROTARY DUSTLESS UNLOADER | 61007 | 2FA11A8 | 4 | EA | 644
PETE | 8508068 | 10.516.121 | DIE, BOLT, 2-1/4" - 4-1/2 NC, QUAD, FOR OSTER THREADER WITH 77 DIE HEAD. |  |  | 14811 | 2FA19F34 | 1 | ST | 202.37
PETE | 8508081 | 10.516.138 | DIE, ROUND, ADJUSTABLE, 10-32 NF, 13/16" DIA., GREENFIELD #3820, "O.K. JR" |  |  | 23720 | 2FA19G36 | 1 | EA | 15.02
PETE | 8508076 | 10.516.139 | DIE, ROUND, ADJUSTABLE, 6-32 NC, 13/16" DIA., GREENFIELD #3820, "O.K. JR" |  |  | 23713 | 2FA19F36 | 2 | EA | 30.04
PETE | 5003400 | 10.516.144 | DIODE, BLOCKING, FOR CHARGER EXIDE CORPORATION, MODEL 130-3-150, USED PETESO2 MANUFACTURER PART NO = 143-124-014 |  |  | 143-124-014 | 2FA14E23 | 1 | EA | 61.44
PETE | 5003866 | 10.516.145 | DIODE, FILTER FEED, FOR STATION BATTERY CHARGER EXIDE, MODEL 130-3-300, USED 4-1/4-2 MANUFACTURER PART NO = 143118047. |  |  | 143118047 | 2FA14F57 | 4 | EA | 131.76
PETE | 6626216 | 10.516.148 | DIODE, POWER, FOR EXIDE CORPORATION, CHARGER, USED PETE 4 MANUFACTURER PART NO = 143-124-009 |  |  |  | 2FA22F24 | 3 | EA | 100.71
PETE | 6626298 | 10.516.152 | DIODE, ITEM C08, FOR ALTERREX REG. CUBICLE, G.E. COMPANY, S/N 170X755 TURBINE, AREA PETE 4 MANUFACTURER PART NO = 68A7250P3 |  |  | 68A7250P3 | 2FA22F21 | 2 | EA | 10.32
PETE | 5003392 | 10.516.154 | DIODE, FILTER SYMBOL FOR CHARGER EXIDE CORPORATION, MODEL 130-3-150, USED PETE SO2 MANUFACTURER PART NO = 143-118-045 | 203REDCB00 | UNIT 3 FGD BATTERY AND CHARGERS IMNCLUDES BATTERY BANK 59 CELLS AND CHARGER | 143-118-045 | 2FA14E19 | 1 | EA | 37.68
PETE | 6626254 | 10.516.155 | DIODE, ITEM A59, FOR ALTERREX REG. CUBICLE, G.E. COMPANY, S/N 170X755 TURBINE, AREA PETE 4 MANUFACTURER PART NO = 167A8419P13 |  |  | 167A8419P13 | 2FA3E12 | 1 | EA | 60.31
PETE | 6626296 | 10.516.156 | DIODE, ITEM C06, FOR ALTERREX REG CUBICLE, G.E. COMPANY, S/N 170X755 TURBINE, AREA PETE 4 MANUFACTURER PART NO = 68A7233P14BN |  |  | 68A7233P14BN | 2FA22F21 | 1 | EA | 42.14
PETE | 6626301 | 10.516.157 | DIODE, ITEM C11, FOR ALTERREX REG. CUBICLE, G.E. COMPANY, S/N 170X755 TURBINE, AREA PETE 4 MANUFACTURER PART NO = 68A8207P0531 |  |  | 68A8207P0531 | 2FA22E25 | 1 | EA | 8.6
PETE | 5003868 | 10.516.160 | DIODE, POWER PRX, FOR STATION BATTERY CHARGER EXIDE CORPORATION, MODEL 130-3-300, USED 4-1/4-2 MANUFACTURER PART NO = 143-124-009. |  |  | 143-124-009 | 2FA14F58 | 12 | EA | 573
PETE | 6626300 | 10.516.161 | DIODE, ITEM C10, FOR ALTERREX REG. CUBICLE, G.E. COMPANY, S/N 170X755 TURBINE, AREA PETE 4 MANUFACTURER PART NO = 68A7806P1 |  |  | 68A7806P1 | 2FA22E25 | 11 | EA | 18.92
PETE | 5005976 | 10.516.162 | DIP STICK, PUMP BEARING, FOR PETE #4 - 44-03 & 44-04 SLURRY FEED PUMPS | 204SFP4403 | LIMESTONE SLURRY FEED PUMP & MOTOR, 44-03. | EY392K11 | 2FA19E28 | 1 | EA | 298.49
PETE | 5711261 | 10.516.179 | DISC, VALVE, FOR INTAKE VALVE ASSEMBLY (2-1802-2) AS FURNISHED ON UCC PO 54674-4. FOR ASH HANDLING SYSTEM, PETE 3. MANUFACTURER PART NO. 19718 |  |  |  | 1FA3F15 | 1 | EA | 6.96
PETE | 5721599 | 10.516.198 | DISC, GATE, 6-1/4" ID X 9-3/4" OD, DURITE, FOR 8" GATE VALVE, USED ON PETE #4 ECONOMIZER HOPPER FEEDERS, PER UCC DWG. #5-1908-411 REV. M. | 204AHFH39A | (39A) ECONOMIZER HOPPER AND CATEGORY'S OF THE HOPPER AND DISCHARGE VALVE | 15250-1 | 1FA3A25 | 2 | EA | 409.76
PETE | 5706624 | 10.516.208 | COUPLING, SHAFT, COMPLETE, LOW SPEED, SIZE-1140, 1ST BORE- ROUGH, 2ND BORE- ROUGH, FOR PETE #4 A & B GYPSUM DEWATERING VACUUM PUMPS. | 272FVP404A | FVP 44-04A DEWATERING UNIT #4 FILTER VACUUM PUMP A | 1140T10 | SB3M1A4 | 1 | EA | 3341.8
PETE | 5304290 | 10.516.215 | COUPLING, SOCKET, FOR EDDY PLATE OIL IGNITOR, HANSEN FITTING B2-H16-146, USED ON PETE #1 ABB C-E SVCS. BOILER IGNITION SYSTEM, DWG. #S-923-576-3, CONTR. #22265-CCRRP. | 203BFIGL01 | LEVEL 1/2 IGNITORS INCLUDES A,B,C AND D CORNERS | 1G-3342 | 1FA6E38 | 6 | EA | 172.22
PETE | 4901090 | 10.516.235 | COVER, DIAPHRAGM 92-280-1-002 FOR GRINNELL FIRE PROTECTION SYS (DRY SIDE CONTROLLER) #3 UNIT. |  |  |  | 1FA11E12 | 5 | EA | 131.3
PETE | 6718016 | 10.516.238 | COVER, LOWER THRUST BEARING, C.I., P/N 035-55717-000 FOR LAWRENCE SUMP PUMP S/N 71513- 1, 2, 3, 4, 5, MODEL DD DOUBLE VOLUTE, SIZE 16" FOR PETERSBURG PLANT DRAINAGE 4-1 THROUGH 4-4. | 203AHRWP01 | 3-1 ASH SLUICE RETURN WATER PUMP |  | SB5A3A6 | 4 | EA | 5735.76
PETE | 5711975 | 10.516.246 | COVER, REAR ACCESS, FOR FLYASH DIFFUSER FEEDER, USED ON PETE #3 & #4 TOP ASH SYSTEMS, PER UC PO 54674-4. | 203AHFFA01 | A-1 PRECIP HOPPER AND NUVA FEEDER | 2-15518 | SB5A2A6 | 2 | EA | 401.14
PETE | 5004007 | 10.516.247 | COVER, RADIAL BEARING END FOR PUMP, GOULD PUMP - MODEL 3175M, TY 6 X 8 X18, S/N = 237B948 | 203RDRWP3A | P6-3A RECLAIM WATER PUMP INCLUDES PUMP, MOTOR AND CONTROLS | 102-869-1001 | 2FA16D3 | 2 | EA | 317.88
PETE | 6718017 | 10.516.249 | COVER, LOWER RADIAL BEARING, C.I., P/N 035-55719-000 FOR LAWRENCE SUMP PUMP, S/N 71513- 1, 2, 3, 4, 5, MODEL DD DOUBLE VOLUTE, SIZE 16" FOR PETERSBURG PLANT DRAINAGE 4-1 THROUGH 4-4. | 203AHRWP01 | 3-1 ASH SLUICE RETURN WATER PUMP | 035-55719-000 | SB5A3A6 | 2 | EA | 2662
PETE | 5513244 | 10.516.268 | COVER, JOURNAL OPENING, COMPL, W/PRESSURE SPRING ADJ ASSY & JOURNAL STOP BOLT ASSY,FOR PULVERIZER ABB COMBUSTION,S/N 73831-73836,SIZE 903RP, UNIT 3. | 203BFCM001 | 3-1 PULVERIZER *** CONFINED SPACE ENTRY *** *** FOR PYRITE SECTION ONLY - SEE NOTES PAGE 6 *** | 94-185-PC | SB5B | 1 | EA | 22420.85
PETE | 5005960 | 10.516.272 | COVER, END, FOR PETE #4 SCRUBBER SULFITE PUMP, WARMAN PUMPS MODEL 4/3DAH. | 203RPMSP3A | 3-A SLURRY TRANSFER PUMP P4-3A (WEST PUMP, CONNECTED TO UNIT 3 MILL SLURRY TANK) | D024-10D81 | 2FA16H19 | 2 | EA | 441.9
PETE | 5301784 | 10.516.285 | COVER, ROTARY, FOR COPES VULCAN INC, MODEL SOOTBLOWER, UNIT PETE 4 MANUFACTURER PART NO = 195526 | 204BSSBA07 | A-7 "A" ROW WALL SOOTBLOWER. | 195526 | 4FA52A6 | 1 | EA | 86.21
PETE | 5003089 | 10.516.301 | BEARING, L.S., TIMKEN HM-237510 CUP FOR FALK REDUCER SIZE 1135YF1-S, MO 7-576225-03 USED FOR KVS LIMESTONE BALL MILL S/N 758-P-75, #3 UNIT SCRUBBER. | 203RPBMR00 | BALL MILL GEARBOX,COUPLING,&BEARING M2-3 | T47CF81540 | SB5A4A4 | 3 | EA | 292.68
PETE | 7002448 | 10.516.302 | BEARING, CUP, LOWER JOURNAL, FOR PETE #3 & #4 ABB C-E SVCS. MODEL 903RP COAL PULVERIZERS. | 203BFCM001 | 3-1 PULVERIZER *** CONFINED SPACE ENTRY *** *** FOR PYRITE SECTION ONLY - SEE NOTES PAGE 6 *** | HH144614 | SB1ME3 | 4 | EA | 6581.68
PETE | 5513033 | 10.516.303 | CUP, TAPERED ROLLER BEARING RACE, FOR PRIMARY WORM GEAR REDUCER, USED ON PETE #3 & #4 GRAVIMETRIC COAL FEEDERS, STOCK EQUIPMENT CO. MODEL 8224A. | 203BFCF001 | 3-1 COAL FEEDER ********SEE EQUIPMENT NOTES PAGE 6 ********** ***NUCLEAR DENSITY GAGE ATTACHED TO PIPING*** | V398843.B01 | 2FA6F20 | 4 | EA | 45
PETE | 7002929 | 10.516.304 | BEARING, CUP, UPPER JOURNAL, FOR PETE #3 & #4 ABB C-E SVCS. MODEL 903RP COAL PULVERIZERS. | 203BFCM001 | 3-1 PULVERIZER *** CONFINED SPACE ENTRY *** *** FOR PYRITE SECTION ONLY - SEE NOTES PAGE 6 *** | H247510 | SB1ME3 | 2 | EA | 2615.87
PETE | 5701557 | 10.516.306 | CUP, PISTON, 6", RUBBER, STEEL INSERT, FOR 6" X 10", 6" X 16" & 6" X 6-3/8" AIR CYLINDERS (3-4401-35 / -78 / -77), USED ON EWS #7 & PETE #3 AIR PREHEATER PYRITE HOPPER & HYDROVEYOR DISCHARGE, PER UC DWG. #510-54411-2-3,-5,-E. | 203AHVY025 | COV-2025 PYRITE TRANSFER TANK DISCHARGE SLUICE GATE SHUTOFF VALVE AT THE TRANSFER TANK. | SK-44292 | 1FA3D18 | 1 | EA | 60.3
PETE | 5304392 | 10.516.307 | ELL, FUEL INLET, 90 DEG., 24" OD STANDARD STEEL PIPE, LINED W/ 1" CERAMIC BEDDED IN BLOME #2 MORTAR, W/ 24" VICTAULIC STYLE 77 RINGS ON EACH END, FP-81, FOR PETE #3 & #4 ABB C-E SVCS. COAL PULVERIZER PIPING TO BOILER. |  |  | FP-81 | SB1NF2 | 1 | EA | 5375
PETE | 5003901 | 10.516.309 | ELL, PIPING, 3", 90 DEG., OVERFLOW, FOR PETE #3 & #4 SCRUBBER LIMESTONE BALL MILLS & MILL SLURRY HYDROCLONES. | 204RPMSH00 | MILL SLURRY HYDRACLONES AND TUB | V-10-3-RG | 2FA14H23 | 2 | EA | 725.62
PETE | 5721021 | 10.516.310 | ELBOW, 8", 45 DEG. W/2" PIPE CONNECTION, DWG. SK-1710-110. FOR UCC PYRITE SYS., UNIT #4. | 204AHTKPH0 | UNIT 4 PYRITE HOLDING OR TRANSFER TANK. | SK-1710-110 | SB1RD7 | 1 | EA | 900.5
PETE | 5706023 | 10.516.312 | ELBOW, 1", 45 DEGREE, BELL EPOXY 1.0 GREENTHREAD, USED ON PETE 3&4 SILO UNLOADERS. | 203AHFU031 | 3-1 ROTARY DUSTLESS UNLOADER | SM022010-310-0 | 2FA15E22 | 4 | EA | 172
PETE | 5706026 | 10.516.314 | ELBOW, 2", 90 DEGREE, BELL EPOXY 1.0 GREENTHREAD, USED ON PETE 3&4 SILO UNLOADERS. | 203AHFU031 | 3-1 ROTARY DUSTLESS UNLOADER | SM022020-360-0 | 2FA15C12 | 4 | EA | 195.6
PETE | 5706036 | 10.516.315 | ELBOW, 4", 45 DEGREE, BELL EPOXY GREENTHREAD, USED ON PETE 3&4 SILO UNLOADERS. | 203AHFU031 | 3-1 ROTARY DUSTLESS UNLOADER | SM022040-310-0 | 2FA15G12 | 4 | EA | 327.2
PETE | 5008542 | 10.516.319 | FITTING, TEFLON, 1/8" FPT X 1/4" ELBOW, PRO2000W DILUTION PROBE, FOR PETE #3 CEM STACK PROBES. |  |  | 345-50019 | 1FA1D7 | 10 | EA | 381.6
PETE | 6718044 | 10.516.320 | ELL, DISCHARGE, HC-250 MATERIAL, HARDENED, FOR LAWRENCE PUMPS, MODEL 12" DDL DOUBLE VOLUTE, S/N 71511 | 203AHRWP01 | 3-1 ASH SLUICE RETURN WATER PUMP | 023-37537-005 | SB1RD4 | 2 | EA | 13044
PETE | 5204004 | 10.516.353 | ELEMENT, COUPLING SIZE E-10, OMEGA | 203RMDWP3A | P2-3A DEMISTER WASH PUMP INCLUDES PUMP, MOTOR AND CONTROLS | 7300025 NCNR | 2FA11A3 | 2 | EA | 267.35
PETE | 5012945 | 10.516.361 | ELEMENT, METALLIC OIL BREATHER, FOR INGERSOLL RAND MODEL L42-GS9 BLOWER PACKAGE, USED ON PETE 2 & 3 BAGHOUSE ASH SYSTEM TRANSPORT AIR. | 203AHAC000 | 3FA5002C- UNIT 3 FABRIC FILTER ASH TRANSPORT AIR BLOWER, INGERSOL RAND LCD42, 2813 AFCM @ 20 PSIG DISCHARGE 3PSFA5000-OIL PRESS SW. 3TSFA5001-DISC.TEMP.TRANS. 3TSFA5002-OIL TEMP.SW. | 40068389 | 2FA4F24 | 2 | EA | 52
PETE | 5204991 | 10.516.364 | ELEMENT, COUPLING, MODEL NUMBER ES5R-HSU, HIGH HUMIDITY ELEMENT (GREEN). | 203RWFRP5A | P5A FILTRATE PUMP | 7300090HSU | 2FA12A13 | 2 | EA | 330.26
PETE | 5001860 | 10.516.369 | FILTER ELEMENT, USED AT PETE 3 FLYASH DAY TANK AIR SLIDE BLOWER INTAKE & PETE 4 SILO FLUIDIZING BLOWER INTAKES. | 203RWB0000 | AIR SLIDE BLOWER | F8-130 | 2FA6H25 | 1 | EA | 186.08
PETE | 5005968 | 10.516.370 | ELEMENT, FILTER, FOR GEAR REDUCER OIL COOLER, USED ON PETE #4 SCRUBBER BALL MILL (#5). | 204MMR4405 | BALLMILL MAIN REDUCER | 936712Q | 2FA16D27 | 2 | EA | 140.98
PETE | 6801506 | 10.516.376 | ELEMENT, FILTER-CARBODY, P/N 8380459 FOR ELECTRO MOTIVE LOCOMOTIVE G.M.C. MODEL SW1001 CLASS 0-4-4-0, S/N 816014-1. SER NO = 816014-1 | 266CL00000 | LOCOMOTIVE | 8380459 | 4FA58A | 14 | EA | 87.83
PETE | 5012918 | 10.516.379 | ELEMENT, COOLANT FILTER, FOR INGERSOLL RAND MODEL A75i-A125 COMPRESSORS, USED ON PETE 2 & 3 BAGHOUSE INSTRUMENT AIR COMPRESSORS. | 203BCOMP01 | UNIT 3 FABRIC FILTER COMPARTMENT #1, CONTAINS 34 ROWS OF 40 FILTER BAGS SUPPORTED ON WIRE CAGES, TOTAL OF 1360 BAGS. BAGS ARE 29.75' LONG, 5" DIAMETER. COMPARTMENTS ARE NUMBERED SO. TO NO., EAST TO WEST, S.E. IS #1, N.E.. IS #2. 2PI-FF-1801 DIFF.PRESS.GA | 23424922 | 2FA4H18 | 2 | EA | 522
PETE | 5305079 | 10.516.380 | ELEMENT, FUEL OIL FILTER, 15CN SERIES, FOR PETE 3 IGNITION OIL SYSTEM. | 203BFOS000 | UNIT 3 BOILER IGNITION SYSTEM | 936701Q | 2FA11B8 | 41 | EA | 2031.29
PETE | 5317157 | 10.516.384 | ELEMENT, FILTER, PARKER 40CN SERIES, HYDRAULIC AND LUBE OIL ELEMENT USED ON PETE 3 BOOSTER FAN LUBE OIL SKID. | 203RFBF001 | 3-1 BOOSTER FAN INCLUDES FAN WHEEL, HOUSING, LUBE OIL SYSTEM AND BEARINGS. NEW FAN 2015 FOR ECC PROJECT. *** CONFINED SPACE ENTRY *** SEE NOTES PAGE 6 *** | 936601Q | 2FA25D17 | 7 | EA | 755.37
PETE | 5006973 | 10.516.401 | FILTER ELEMENT, USED ON PETE 4, A,B&C TOWER HYDRAULIC SYSTEM. (TANK OPERATES HYDRAULIC VALVE OPERATORS) | 204RDHOS0A | A TOWER HYDRAULIC SYSTEM ,TANK OPERATES HYDRAULIC VALVE OPERATORS ON A TOWER | P165354 | 2FA23A24 | 2 | EA | 124.72
PETE | 4901127 | 10.516.420 | DETECTOR, THERMAL, 190 F FENWAL CONTROLS, UNIT 4 FIRE DETECTION SYSTEM MANUFACTURER PART NO = 27121-0 |  |  | 27121-0 | 1FA11F6 | 2 | EA | 650.7
PETE | 5002572 | 10.516.422 | DETECTOR, 6400 LEVEL FOR PRECIP HOPPR LVL DETECTOR TN TECHNOLOGIES INC, UNIT PETE 4 MANUFACTURER PART NO = 885415 | 204AHCNIT0 | UNIT 4 TOP ASH INSTRUMENTS AND DEVICES INCLUDES ALL TOP ASH SYSTEM MEASURING, INDICATING, RECORDING OR CONTROLLING INSTRUMENTS. | 885415 | 2FA21B6 | 2 | EA | 1228.5
PETE | 5603040 | 10.516.451 | DIAPHRAGM, FOR PNEUMATIC TRANSMITTER HAYS REPUBLIC CORP, MODEL VP MANUFACTURER PART NO = Z-4503-143 |  |  |  | 1FA2F50 | 4 | EA | 82.8
PETE | 5005924 | 10.516.452 | DIAPHRAGM, FOR VALVE, PINCH 2IN. W/PNUEMATIC ACTUATOR, RESEARCH COTTRELL INC, MODEL LAF-ATOSP, SIZE 26, MANUFACTURER PART NO = 190-2868 | 203RWPGF00 | FILTRATE PIPING | 190-2868A | 4FA2B18 | 2 | EA | 164
PETE | 5005918 | 10.516.465 | DIAPHRAGM, ACTUATOR, FOR 8" PINCH VALVE, USED ON PETE #3 & #4 SCRUBBER MILL SLURRY CONTROLS, RESEARCH COTTRELL MODEL LAF-ATSOP 150 ACT SPRING CLOSE. | 203RPVL600 | SLURRY TRANSFER TANK CONTROL VALVE LCV-600 RECIRC. VALVE. | 190-2862 | 4FA2A18 | 1 | EA | 637.5
PETE | 5216267 | 10.516.471 | DIAPHRAGM,#1 SIZE, FOR FEED PUMP ENPRO, MODEL 7120HSAE,UNITS 4-1&2 SEAL SYSTEM MANUFACTURER PART NO = W094392-NTR SER NO = J2257-60 |  |  | W094392-NTR | 2FA9F19 | 1 | EA | 25.4
PETE | 5602455 | 10.516.473 | DIAPHRAGM, REGULATOR, W/RELIEF, FOR FISHER 67FR AIR REGULATOR, PETE & EWS MANUFACTURER PART NO. = 19A7667X012 | 204AHBAHB0 | UNIT 4 BOTTOM ASH SYSTEM B HOPPER AND ASSOCIATED EQUIPMENT | 19A7667X012 | 1FA2F66 | 2 | EA | 22.26
PETE | 5003745 | 10.516.476 | DIAPHRAGM, VALVE, FOR PETE #3 & #4 SCRUBBER MAKE-UP SLURRY & QUENCHER VALVES, RKL MODEL. | 203RWPGF00 | FILTRATE PIPING | ZT155 | 2FA14C30 | 3 | EA | 411
PETE | 6625124 | 10.516.483 | DIAPHRAGM, FOR WATER SPRAY VALVE, G.E. COMPANY, S/N 170X583 TURBINE, AREA PETE 3 MANUFACTURER PART NO = 163A8001P0005. |  |  | 163A8001P0005 | 2FA12G17 | 1 | EA | 56.81
PETE | 5307236 | 10.516.487 | DIAPHRAGM, EWS 7, FOR 2.5" X 5" POSITIONER VALVE HAGAN INSTRUMENT, INPUT 3-27 PSI MANUFACTURER PART NO = 171323 | 202BADA00N | UNIT 2 SECONDARY AIR DAMPERS AND WINDBOX INCLUDES AUX,FUEL,CCOFA AND SOFA AIR DAMPERS | 171323 | 2FA8E5 | 4 | EA | 31.04
PETE | 6625265 | 10.516.490 | DIAPHRAGM, STM PKG UNLOADING VALVE, FOR G.E. COMPANY, S/N 170X755 TURBINE,AREA PETE 4 MANUFACTURER PART NO = U5211X00P0202 |  |  | U5211X00P0202 | 4FA53A7 | 1 | EA | 262.22
PETE | 5504235 | 10.516.507 | FAN, AXIVAN JOY MODEL #23.25-14-3450 UNIT. #500801-738, 3450 R.P.M. WITH MOTOR #600263-5513, 20 HP. 460 VOLTS, 3 PH., 60 CYCLE, 256TCZ FRAME USED AS PETE 3 & 4 PULIVERIZER SEAL AIR BOOSTER FAN ASS BOOSTER FAN ASSY. | 203BFCMSAS | PULVERIZER SEAL AIR SYSTEM |  |  | 0 | EA | 0
PETE | 5007154 | 10.516.519 | PICK-UP, VIBRATION, A-6, FOR PETE #4 SCRUBBER BOOSTER FANS, WESTINGHOUSE MODEL 4139-CD. | 204RFBF002 | 4-2 BOOSTER FAN, WHEEL & BEARINGS *** CONFINED SPACE ENTRY *** SEE NOTES PAGE 6 *** | TR-A6-H090B-0598 | 2FA19E30 | 2 | EA | 1948
PETE | 5005991 | 10.516.526 | FEED HEAD COMPLETE W/O TRUNNION FACE PLATE USED AT PETE 5 BALL MILL. | 204BMS0000 | BALLMILL SYSTEM 44-05 |  | NEW | 0 | ST | 0
PETE | 5301004 | 10.516.527 | FEED TUBE, LOCATIONS 12 THRU 15, L&R | 203BSSBL12 | L-12 ECONOMIZER SOOT BLOWER IK-525 |  | SB5C2D | 2 | EA | 2480.4
PETE | 5015328 | 10.516.528 | FEEDER, DRIVE MOTOR, USED ON UNITS 1-2-3-4 ACTIVATED CARBON INJECTION SYSTEMS | 203ENCFDR1 | FEEDER, FEEDER MOTOR, FEEDER VFD, FEEDER HOPPER FOR "TRAIN 1" POWDERED CARBON TRANSPORT SYSTEM. | 56H17E5303B | SB3A1A4 | 1 | EA | 577.81
PETE | 5003484 | 10.516.551 | FILLER, "U" RING #1001348 FOR 2" DEZURK ECC CONTROL VLV FIG. 120 F.I. RS16. ASG5. P19, USED ON S02 REMOVAL SYS PETE 3. |  |  | 1001348 | 2FA14E31 | 6 | EA | 1.86
PETE | 5317151 | 10.516.553 | FILTERS, LUBE SYSTEM, USED ON PETE 3 BOOSTER FANS. | 203RFBF001 | 3-1 BOOSTER FAN INCLUDES FAN WHEEL, HOUSING, LUBE OIL SYSTEM AND BEARINGS. NEW FAN 2015 FOR ECC PROJECT. *** CONFINED SPACE ENTRY *** SEE NOTES PAGE 6 *** | LP2640-LI0005 | 4FA50B2 | 12 | EA | 3888
PETE | 5003864 | 10.516.559 | FILTER ASSY., FOR STATION BATTERY CHARGER 4-1 AND 4-2 USFE 130-3-75 AND 130-3-300. MANUFACTURER PART NO = 124-801-002-F EXIDE POWER CONVERSION DIV E.B.S. INC. |  |  | 124-801-002-F | 2FA14F56 | 6 | EA | 42.12
PETE | 5205119 | 10.516.562 | FILTER PLATE INTERMEDIATE #3, FOR FILTERPRESS | 245GSGFP01 | FITLTER PRESS 1 (WITH HYDRAULIC DRIVE UNIT). | W2T821398 | SB3 O | 10 | EA | 27750
PETE | 6004263 | 10.516.568 | FILTER, CLEAN AIR, PT #70238 FOR UNIT #3 STACK GAS MONITORING SYS. MANUFACTURER PART NO = 70238 |  |  |  | 2FA17G18 | 13 | EA | 211.25
PETE | 5305370 | 10.516.569 | FILTER, COLOR (GREEN), FSSS, FOR OIL IGNITORS, USED ON PETE #4 ABB C-E SVCS. BOILER FUEL IGNITION SYSTEMS. |  |  |  | 2FA25E29 | 6 | EA | 79.98
PETE | 7901621 | 10.516.582 | AIR CONDITIONER FILTER, METAL, MESH, LENGTH: 24-1/4", WIDTH: 7-1/2, HEIGHT: 5/16", USED ON PETE 2 COAL FEEDER DRIVE ENCLOSURE. | 202BFCFIC0 | UNIT 2 COAL FEEDER INSTRUMENTS DEVICES INCLUDES ALL COAL FEEDER MEASURING, INDICATING, RECORDING OR CONTROLLING INSTRUMENTS. | 10100032SP | 4FA57A6 | 1 | EA | 151.86
PETE | 2202204 | 10.516.583 | FILTER, AIR, FOR PETE BOILER SKY CLIMBERS & PETE #2 OIL IGNITION SYSTEMS. | 203BFCM001 | 3-1 PULVERIZER *** CONFINED SPACE ENTRY *** *** FOR PYRITE SECTION ONLY - SEE NOTES PAGE 6 *** | 101-152-2 | 1FA8H2 | 3 | EA | 300.87
PETE | 5001275 | 10.516.585 | FILTER, BLOWER INTAKE, FOR PETE PLANT AIR DRYERS. | 203RWTLS01 | UNIT 3 FLYASH SILO DCL TRAIN LOADOUT STATION | 374P | 2FA57B2 | 3 | EA | 289.84
PETE | 7901090 | 10.516.605 | FILTER, AIR, MARK 7, 12" X 24" X 2", UNIT #4 HVAC. "DO NOT SUBSTITUTE" |  |  | MARK 7, SIZE 12X24X2 | 4FA58C | 2 | EA | 6.65
PETE | 7901574 | 10.516.606 | FILTER, AIR, 15.5" X 25" X 2", FOR PETE 3 PULVERIZER MOTORS FACET-AIRE 3, 2F(WITH SCRIM) | 203AH00000 | UNIT 3 ASH HANDLING SYSTEM | FACET-AIRE3, 2F | 4FA58A | 228 | EA | 2700.72
PETE | 5604183 | 10.516.608 | DISC, STEM FOR FISHER CONTROL VALVE MODEL 667, SIZE 40 MFG PART # 10A0038X012 S/N 9303655 | 204BFVT002 | STV 2 IGN FUEL OIL TRIP VV | 10A0038X012 | 2FA25E9 | 2 | EA | 17.72
PETE | 5701145 | 10.516.612 | DISC-GATE, 6.5", O.D., FOR FLY ASH DIFFUSER 12" X 6" BOTTOM, PETE 2&3 BAGHOUSE. | 203BCOMP01 | UNIT 3 FABRIC FILTER COMPARTMENT #1, CONTAINS 34 ROWS OF 40 FILTER BAGS SUPPORTED ON WIRE CAGES, TOTAL OF 1360 BAGS. BAGS ARE 29.75' LONG, 5" DIAMETER. COMPARTMENTS ARE NUMBERED SO. TO NO., EAST TO WEST, S.E. IS #1, N.E.. IS #2. 2PI-FF-1801 DIFF.PRESS.GA | 15623-1 | 2FA11C36 | 0 | EA | 0
PETE | 5613459 | 10.516.620 | DISK ASSEMBLY, FOR ATWOOD/MORRILL CO. NRV 54, 24", CONSISTS OF: ONE EACH FFV24-300LUG, PT 43336-029-2201-000, FFV-24-300, PT 32413-713-2788 FFV-24-300, PT 32413-713-2788-000, FFV-24-300, AND TWO EACH BAR SQUARE, P/N 12423-321-0015 |  |  |  | SB1NB2 | 1 | EA | 2814.78
PETE | 5004666 | 10.516.628 | DIVIDER, FLOW, FOR 30" CLARKSON DUAL-HYDRAULIC KGA VALVE, USED ON PETE SCRUBBER SLURRY TANKS. | 204RDVYC2B | C-2 ABSORBER FEED PUMP SUCTION VALVE FV-405C | GD-05EE00-GV | 2FA1D20 | 1 | EA | 5908.68
PETE | 5702607 | 10.516.630 | DOOR, ACCESS, 12" X 18" (DOOR ONLY), ITEM 1 ON UC DWG. 2S-1103D & DWG. 2S-1059, FOR #50 & 60 SLAG HOPPER #50 & 60 STACK HOPPER. | 203AHA0000 | UNIT 3 BOTTOM ASH TANK | D-50 | SB3N1B1 | 2 | EA | 416
PETE | 5702951 | 10.516.632 | DOOR, HOPPER, 24", W/ POKE HOLE, FOR PETE #3 & #4 BOTTOM ASH SYSTEMS. | 203AHBAHA0 | UNIT 3 BOTTOM ASH SYSTEM A HOPPER AND ASSOCIATED EQUIPMENT | 20280 | SB1BF5 | 1 | EA | 1206.49
PETE | 5012946 | 10.516.637 | UNIT, SERVICE BEKOMAT 32, (DRAIN KIT) FOR INGERSOLL RAND MODEL R75i-A125 COMPRESSORS, USED ON PETE 2 & 3 BAGHOUSE INSTRUMENT AIR COMRPESSORS. | 203BCOMP01 | UNIT 3 FABRIC FILTER COMPARTMENT #1, CONTAINS 34 ROWS OF 40 FILTER BAGS SUPPORTED ON WIRE CAGES, TOTAL OF 1360 BAGS. BAGS ARE 29.75' LONG, 5" DIAMETER. COMPARTMENTS ARE NUMBERED SO. TO NO., EAST TO WEST, S.E. IS #1, N.E.. IS #2. 2PI-FF-1801 DIFF.PRESS.GA | 38448239 | 2FA4D21 | 2 | EA | 342
PETE | 5706070 | 10.516.641 | DRIVE BUSHING | 204RWDCS01 | IUCS/CSI ROTO-CLONE DUST COLLECTION SYSTEM FOR DUST COLLECTION OF CO-5A & CO-5B PUG MILL DUST COLLECTION ( NEW SYSTEM AT IUCS/CSI SEPT. 2018) | AEI-AXP-10069 | 2FA5D10 | 1 | EA | 143
PETE | 6006120 | 10.516.642 | KIT, SLIDEWIRE / OP INVERTER PWA, FOR PETE #3 & #4 BOILER SECONDARY AIR DAMPER DRIVES. |  |  | 51404885-503 | 1FA23B5 | 7 | EA | 2828
PETE | 5601875 | 10.516.643 | CONTROL END ASSEMBLY KIT, BECK DRIVE POSITIONERS, S/N 22-309-130823-11-0X CONTROL DRIVES, PETE 1 ID FAN INLET DAMPERS & PETE 2 CONTROL DRIVES. | 202BFCM001 | 2-1 PULVERIZER *** CONFINED SPACE ENTRY *** *** FOR PYRITE SECTION ONLY | 12-8061-05 | 4FA5D29 | 2 | LT | 3300
PETE | 5721569 | 10.516.644 | DRIVE UNIT, ASSEMBLY, HYDRAULIC GENERATOR PORTION, TO FIT JM-36-S KERRY ACTUATOR, FOR PETE #2, #3 & #4 BOTTOM ASH HOPPERS. | 203AHBAHA0 | UNIT 3 BOTTOM ASH SYSTEM A HOPPER AND ASSOCIATED EQUIPMENT | JM-36-S |  | 0 | EA | 0
PETE | 5601892 | 10.516.649 | MILL COLD AIR DAMPER BECK DRIVE UNIT, PETE 2, SPDT SWITCH/ADJUST, 120 VAC, CONTACTLESS POSITION SENSOR/4-20MA LOOP, SELF LOCKING, NON-COASTING BECK CONTROL MTR W/INSTANT MAGNETIC BRAKING, TOTALLY ENCLOSED, CAST, CRANK ARM W/ADJ RADIUS. | 202BFDAH01 | 2-1 PULV. HOT AIR DAMPER & DRIVE | 11-156 | SB1GD4 | 1 | EA | 3385
PETE | 5004697 | 10.516.650 | LINEAR DRIVE, 4878 LBS. LINEAR THRUST/ 5748 LBS. ROTARY TORQUE @ 100 PSI AIR SUPPLY (INCLUDES BUILD-IN 4-20mA POSITION FEEDBACK, USED ON PETE 3 FGD BYPASS DAMPER. |  |  | LX-8XE201XA20D2X1A13XXXXX | SB1HB5 | 1 | EA | 45000
PETE | 5001153 | 10.516.651 | DRIVE UNIT, (ACTUATOR), HERCULINE MODEL 10260A, POTENTIOMETER STYLE, FOR PETE #3 & #4 PULVERIZER HOT AIR & COLD AIR DAMPERS. | 203BFDAC01 | 3-1 PULV COLD AIR DAMPER | 10265A-1-0-04-2-00010-000 | SB5A4B6 | 1 | EA | 5727.3
PETE | 5013451 | 10.516.657 | VFD, 1 HP - NEMA 1, USED ON MERRICK WEIGH FEEDER, MODEL 450-36-G, S/N 30491, PETE 4 LIMESTONE PREP BLDG. | 204LSW4405 | LIMESTONE WEIGH FEEDER FOR BALLMILL 44-05 | FE15075 | 1FA11G10 | 1 | EA | 771
PETE | 5706047 | 10.516.661 | DRIVEN SHEAVE | 204RWDCS01 | IUCS/CSI ROTO-CLONE DUST COLLECTION SYSTEM FOR DUST COLLECTION OF CO-5A & CO-5B PUG MILL DUST COLLECTION ( NEW SYSTEM AT IUCS/CSI SEPT. 2018) | AEI-AXP-10068 | 2FA5I3 | 1 | EA | 495
PETE | 6626263 | 10.516.662 | DRIVER, GATE, ITEM B24, FOR ALTERREX REGULATOR CUBICLE, G.E. COMPANY, S/N 170X755 TURBINE, AREA PETE 4, MANUFACTURER PART NO = 304A8461 |  |  | 304A8461 | 2FA3F10 | 1 | EA | 876.16
PETE | 5008243 | 10.516.666 | DRUM, CLUTCH, FOR PETE #3 & #4 SCRUBBER LIMESTONE BALL MILLS, AIRFLEX MODEL 42VC650. | 203RPBMC00 | BALL MILL CLUTCH M2-3 | 408304 | SB1AB7 | 1 | EA | 6740
PETE | 5008377 | 10.516.668 | REPAIR KIT, AIR DRYER, FOR PETE CEMS. | 203ENEM00B | UNIT 3 SCRUBBER SO2,CO2,NOX BACK-UP C.E.M. INCLUDES SO2,CO2,NOX ANALYZERS, SAMPLE SYSTEM, DATA LOGGERS, PROBE CONTROLLER, FLOW TRANSDUCER, AND PRINTER. | P200499S | 2FA6D21 | 10 | EA | 2875
PETE | 5601851 | 10.516.672 | DUST COLLECTOR, SOLENOID REPAIR KIT, FOR AMERICAN AIR FILTER "B" SYSTEM DUST COLLECTION, MANUFACTURER PART NO = 111973-214-1 |  |  |  | 2FA11E12 | 4 | EA | 138.24
PETE | 5005736 | 10.516.683 | EJECTOR, PUMP, SHAFT SLEEVE, FOR PETE #4 IUCS/CSI THICKNER SUMP PUMP, WARMAN PUMPS MODEL 150SV-SPR. | 204RBSU101 | P410-1 DISPOSAL AREA DRAINAGE SUMP PUMP AND MOTOR LOCATED OUTSIDE BY #4 RETURN TANK | SV077C21 | 2FA16B28 | 1 | EA | 300.6
PETE | 5711814 | 10.516.686 | ELBOW, 22 1/2 DEG, 2 FT-5 1/2" R, W/ROTATING FLGS., 17 1/2" B.C., 12 HOLESAT 7/8" DIA, SEE POS. 37, LINED W/12" I.D. ABRESIST, REF. DETRICK DWG. #AB-0055, FOR UNIT #3 BOTTOM ASH LINE. | 203AHPGD00 | WET ASH DISCHARGE PIPING TO ASH POND AND DEWATERING BINS. |  | SB1QB10 | 1 | EA | 458.05
PETE | 5711822 | 10.516.687 | ELBOW, 45 DEG, 2 FT 5 1/2 R W/ROTATING FLGS. 13 7/8" B.C., 8 HOLES AT 7/8"DIA. SEE POS. 2 LINED W/8" ID ABRESIST, REF DETRICK DWG #AB-0055, UNIT 3 BOTTOM ASH LINE. | 203AHPGD00 | WET ASH DISCHARGE PIPING TO ASH POND AND DEWATERING BINS. |  | SB1RD9 | 1 | EA | 942
PETE | 5713404 | 10.516.688 | ELBOW, 90 DEG. 2 FT. 5 1/2" R (15-1/4" OD) LINED W/12" ID ABRESIST WITH ROT. FLGS. BOTH ENDS, DWG. #AB-0097A & B FOR BOTTOM ASH LINE , UNIT 4. | 203AH00000 | UNIT 3 ASH HANDLING SYSTEM |  | SB1QC11 | 3 | EA | 5481.39
PETE | 5003634 | 10.516.695 | ELL, FIBERGLASS, SIZE/TYPE- 6IN/90 DEG CONNECTION- BELL X FLANGE | 203RMPGTOA | "A" MODULE TRAPOUT TRAY PIPING AND VALVES. | P150 | SB3F1C3 | 1 | EA | 268.64
PETE | 5304393 | 10.516.699 | ELL, FUEL INLET, 24" OD STANDARD STEEL PIPE, LINED W/ 1" CERAMIC BEDDED IN BLOME #2 MORTAR, W/ 24" VICTAULIC STYLE 77 RINGS ON EACH END, FP-2, FOR PETE #3 & #4 ABB C-E SVCS. COAL PULVERIZER PIPING TO BOILER. |  |  | FP-2 | SB1ND9 | 1 | EA | 4075
PETE | 5304808 | 10.516.704 | ELL, FUEL INLET, 22" COAL PIPE, CERAMIC LINED, FP-11, FOR PETE #3 & #4 ABB C-E SVCS. COAL PULVERIZER PIPING TO BOILER (A1, B1, C1 & D1), DWG. #0173-4E-4005-02. | 203BFPGP01 | 3-1 PULVERIZED FUEL PIPING FROM PULVERIZER DISCHARGE VALVE TO THE BOILER. | 3A-6026-ACER | SB1PF9 | 1 | EA | 5300.56
PETE | 5304811 | 10.516.705 | ELL, FUEL INLET, 22" COAL PIPE, CERAMIC LINED, FP-106, FOR PETE #3 & #4 ABB C-E SVCS. COAL PULVERIZER PIPING TO BOILER (D4 & D6), DWG. #0173-4E-4005-02. | 203BFPGP01 | 3-1 PULVERIZED FUEL PIPING FROM PULVERIZER DISCHARGE VALVE TO THE BOILER. | 3A6027B | SB1KF9 | 1 | EA | 6036
PETE | 5304814 | 10.516.706 | ELL, FUEL INLET, 22" COAL PIPE, CERAMIC LINED, FP-40, FOR PETE #3 & #4 ABB C-E SVCS. COAL PULVERIZER PIPING TO BOILER (B2), DWG. #0173-4E-4005-02. | 203BFPGP01 | 3-1 PULVERIZED FUEL PIPING FROM PULVERIZER DISCHARGE VALVE TO THE BOILER. | 3A-6026-DCER | SB1KF10 | 1 | EA | 3337.5
PETE | 5216358 | 10.516.711 | FLANGE, NPS 1, 150# SW, SA-105, ASME/ANSI B16.5, FOR PIPE SPOOL PC-A PER DRWG # P5781-404A USED ON UNIT #3 & 4 SEAL WATER SYS. |  |  |  | 1FA16E27 | 8 | EA | 60.64
PETE | 1910736 | 10.516.713 | FLANGE, RFSO, NPS 10, 150#, USED FOR DRY ASH TRANSPORT LINE ON PETE #3, SA-105, ASME/ANSI B16.5. | 203AHFFF41 | F-41 PRECIP HOPPER AND NUVA FEEDER |  | SB5A1B10 | 11 | EA | 1206.1
PETE | 1910906 | 10.516.714 | FLANGE, RFSO, NPS 4, 300#, SA-105, ASME/ANSI N16.5, PETE #4 BOTTOM ASH SYSTEM. | 202AHPRHE0 | EJECTOR, PYRITE OVERFLOW SUMP. |  | 4FA55A1 | 12 | EA | 209.4
PETE | 5711827 | 10.516.720 | FLANGE, STEEL, 14-1/2" I.D., 1" THICK, 17 1/2" B.C., 12 HOLES @ 7/8" DIA. & 17" B.C., 12 HOLES @ 7/8" DIA. FOR PETE #3 BOTTOM ASH SYSTEM. | 203AHPGD00 | WET ASH DISCHARGE PIPING TO ASH POND AND DEWATERING BINS. |  | SB1RE7 | 4 | EA | 1008
PETE | 5711885 | 10.516.724 | FLANGE, PACKING GLAND, PT #SK-21150 FOR ASH HOPPER, ASH CRUSHER, #3 UNIT. |  |  | SK-21150 | 1FA3C40 | 10 | EA | 383.4
PETE | 5706029 | 10.516.727 | FLANGE, 4", BELL EPOXY, GREENTHREAD, USED ON PETE 3&4 SILO UNLOADERS. | 203AHFU031 | 3-1 ROTARY DUSTLESS UNLOADER | SM022040-170-0 | 2FA15H13 | 4 | EA | 213
PETE | 5003652 | 10.516.728 | FLANGE, 8" ABCO P150 FOR UNIT #3 SCRUBBER. | 203RMPGTOA | "A" MODULE TRAPOUT TRAY PIPING AND VALVES. | P150 | SB3F1C3 | 4 | EA | 1128.28
PETE | 5706373 | 10.516.735 | FLASHER, PLUG-IN, P/N 50-F1, 120 VOLT AC, FOR PETE #4 CSI, CONTROL ANNUNCIATOR US RILEY MODEL 50. |  |  | 50-F1 | 2FA21H35 | 1 | EA | 121.62
PETE | 5005700 | 10.516.739 | FLINGER, FOR PUMP, SUMP, FGD AREA, MODEL #100RV-SPR, RC #190-1008, SEQ. #23 USED ON PETE 4 SO2. |  |  | RVR184S44 | 2FA16F41 | 2 | EA | 171
PETE | 6716360 | 10.516.740 | FLINGER, P/N 0871A311AVSA001-NYLON FOR IR PUMPS-SIZE 3X1.5X8 HEC, IMP. DIA8.250" AND 4X3X13 HEC, IMP. DIA. 8", SEAL #JC1B, S/N-S 0681-5 119 AND 20 AND S/N-S 0681-5121,22 AND 23 USED AS 4-1A AND 1B AND 4-1. 2 AMD 3 SEAL WATER AND SEAL W. |  |  | 0871A311AVSA001 | 2FA13B24 | 4 | EA | 27.12
PETE | 5005984 | 10.516.741 | FLINGER, PUMP BEARING, E02, ASTM, A36 STEEL USED AT PETE 4 SLURRY FEED PUMPS. | 204SFP4403 | LIMESTONE SLURRY FEED PUMP & MOTOR, 44-03. | EY184E02 | 2FA19G22 | 2 | EA | 962.46
PETE | 5706743 | 10.516.743 | FLINGER, WET END, FOR PETE #4 DEWATERING PRIMARY HYDROCLONE & RECLAIM WATER PUMPS, WARMAN PUMPS MODEL 6/4EEAH. | 204RDDFP01 | P-406-1 DISPOSAL FEED PUMP, MOTOR & MOTOR SPACE HEATER | EEY184E02 | 2FA6F54 | 2 | EA | 999.38
PETE | 5504402 | 10.516.747 | FLOOR, MILL BOTTOM, INSULATION COVER SEGMENT (W/ OPENING), JALLOY MATERIAL, FOR PETE #2, #3 & #4 ABB C-E SVCS. COAL PULVERIZERS PYRITE SECTIONS. | 203BFCM001 | 3-1 PULVERIZER *** CONFINED SPACE ENTRY *** *** FOR PYRITE SECTION ONLY - SEE NOTES PAGE 6 *** | 86-233-A | SB3K2B1 | 2 | EA | 1358.02
PETE | 5706241 | 10.516.757 | FOLLOWER, GLAND, P/N 17192, ITEM #5 FOR DUCON 18" TYPE B-2 ROTARY FEEDER ASSY #2T-1209 USED ON I.U.C.S. SLUDGE WASTE TREATMENT SYSTEM, PETE #3. | 203RWFARF0 | FLYASH ROTARY FEEDER AND MOTOR | 17192 | 2FA15D23 | 2 | EA | 356.11
PETE | 5004602 | 10.516.763 | FRAME ASSY, (INCLUDED TWO FIBERGLASS UPRIGHTS & ONE CROSSBAR), P-507 FOR PETE 3/4 LIMESTONE SYS METAL DETECTOR. | 204RPCVBMD | LIMESTONE CONVEYOR METAL DETECTOR SHUTS #2 LIMESTONE BELT DOWN IF METAL IS DETECTED | P-504 | SB3C1B6 | 1 | EA | 290
PETE | 5711797 | 10.516.766 | FRAME, SIDE #SK20264 FOR PETE #3 ASH HOPPER, UNITED CONVEYOR CORP. DWG. #5-2001-82. | 203AHBD001 | 3-1 DEWATERING BIN, GATES AND SCREENS |  | SB1RB8 | 2 | EA | 1335.02
PETE | 5721215 | 10.516.769 | FRAME, ACCESS DOOR (2-2023-18), FOR PETE #3 & #4 BOTTOM ASH PYRITE HOPPERS, PER UC PO 54674-4. | 203AHTKP01 | 3-1 PYRITE HOPPER AND CATEGORY'S OF THE HOPPER | 20287 | SB3N1C3 | 2 | EA | 1220.63
PETE | 5601871 | 10.516.773 | FUSE, 250V, 8.0 AMP KIT, BECK DRIVE POSITIONERS, S/N 22-309-130823-11-0X CONTROL DRIVES, PETE 1 ID FAN INLET DAMPER. |  |  | 12-8061-53 | 4FA5A32 | 1 | LT | 35.7
PETE | 5002548 | 10.516.799 | FUSE, CARTRIDGE, BLADE, 150A, 600V, SEMI-CONDUCTOR, 1-1/2" X 5-3/4", CARBONE FERRAZ A060FC150AA OR EQUAL. | 204ENPRCP1 | UNIT 4 PRECIPITATOR 4-1 (SOUTH) INCLUDES CONTROLS, TR SETS, VIBRATORS, RAPPERS, DOORS, LOCKS AND HIGH VOLTAGE BUSHINGS. *********CONFINED SPACE SEE NOTES PAGE 6********* | A060FC150AA | 2FA21C7 | 3 | EA | 420.57
PETE | 5002018 | 10.516.808 | ELEMENT, HEATER REPLACEMENT, 67 KW 480 VOLT, 84-2 AMPS, 3-3 PH CIRCUITS, USED ON PETE 3&4 ASH SILO FLUIDIZING AIR HEATERS. | 203RWFA000 | UNIT #3 FLYASH SILO INCLUDES SILO AND ALL ASSOCIATED EQUIPMENT BLOWERS, FEEDERS AND EQUIPMENT.. | HX-500457F | SB1KC1 | 1 | EA | 4947
PETE | 5004748 | 10.516.811 | ELEMENT, SPACER, ES-60, REXNORD, FOR PETE 3 RECLAIM WATER PUMPS. | 203RDRWP3A | P6-3A RECLAIM WATER PUMP INCLUDES PUMP, MOTOR AND CONTROLS | 7300120 | 4FA71A1 | 1 | EA | 452.24
PETE | 5706817 | 10.516.816 | ELEMENT-FLUIDIZING, USED ON 12" X 36" FLUIDIZER AT PETE 3&4 FLY ASH SILO'S, UCC DWG. #S-54674-026. | 203RWFA000 | UNIT #3 FLYASH SILO INCLUDES SILO AND ALL ASSOCIATED EQUIPMENT BLOWERS, FEEDERS AND EQUIPMENT.. | 38625-1 | 2FA59B1 | 0 | EA | 0
PETE | 5003630 | 10.516.824 | ELL, FIBERGLASS, SIZE/TYPE- 10IN/90 DEG. CONNECTION- BELL X BELL | 203RMPGTOA | "A" MODULE TRAPOUT TRAY PIPING AND VALVES. |  | SB3F1C2 | 2 | EA | 537.5
PETE | 5003625 | 10.516.825 | ELL, FIBERGLASS, SIZE/TYPE- 2IN/90 DEG CONNECTION- BELL X BELL | 203RMPGTOA | "A" MODULE TRAPOUT TRAY PIPING AND VALVES. |  | SB3F1B3 | 4 | EA | 188.28
PETE | 5003633 | 10.516.826 | ELL, FIBERGLASS, SIZE/TYPE- 4IN/90 DEG CONNECTION- BELL X FLANGE | 203RMPGTOA | "A" MODULE TRAPOUT TRAY PIPING AND VALVES. |  | SB3F1B3 | 1 | EA | 126.4
PETE | 5003629 | 10.516.827 | ELL, FIBERGLASS, SIZE/TYPE- 8IN/90 DEG CONNECTION- BELL X BELL | 203RMPGTOA | "A" MODULE TRAPOUT TRAY PIPING AND VALVES. |  | SB3F1C3 | 2 | EA | 499.8
PETE | 1910308 | 10.516.833 | ELL, PIPE, NPS 8, SCH 80, 90 DEG LR, SA-234 GRADE WPB, SEAMLESS, ASME/ANSIB16.9 | 204AHA0000 | UNIT 4 ASH TANK |  | SB5A1B9 | 6 | EA | 1021.49
PETE | 5711883 | 10.516.872 | END, ROD, PT #SK-44298 FOR 8" T.E. ASH SERVICE GATE AIR CYLINDER, #3 UNIT |  |  |  | 1FA3F34 | 2 | EA | 47.64
PETE | 5015064 | 10.516.879 | EXCHANGER, HEAT, CHILLER, DOVER CO. TYPE B200HX70/IP-SC-S, SWEP ITEM #068840.0, FOR PETE UNIT 3 VFD. |  |  | 2200285 | SB1AD4 | 1 | EA | 2273
PETE | 5721091 | 10.516.882 | EXPANSION JOINT, W/5" TO 6" ADAPTERS, 21.5" | 203AHPGEHD | ECONOMIZER HOPPER DISCHARGE PIPING AND WET LINE | 1730-240 | SB1AD1 | 1 | EA | 2882
PETE | 5301018 | 10.516.884 | EXTENDED NOZZLE ASSY FOR LOCATIONS 12 THRU 15 L&R | 203BSSBL12 | L-12 ECONOMIZER SOOT BLOWER IK-525 | 347660-000W-24-0-OAL | SB5C1A | 2 | EA | 4320
PETE | 5207538 | 10.516.905 | FAN ASSEMBLY, (9 BLADES PER ASSY) - USED ON UNIT 3 & 4 COOLING TOWER. ASSEMBLY INCLUDES (9) BLADES, (1) FAN HUB AND (1) HUB COVER. -- SHIP COMPLETE -- |  |  | C10224 | SB1QB3 | 1 | ASY | 34081
PETE | 5609043 | 10.516.917 | FUSE, CONTROL, 10A, 600V, PT# FU-805, FOR BENSHAW 8,000 HP, 6900 V, REDUCED VOLTAGE SOFT START UNIT. | 203RFBF001 | 3-1 BOOSTER FAN INCLUDES FAN WHEEL, HOUSING, LUBE OIL SYSTEM AND BEARINGS. NEW FAN 2015 FOR ECC PROJECT. *** CONFINED SPACE ENTRY *** SEE NOTES PAGE 6 *** | LPCC10 | 2FA9E1 | 10 | EA | 101.9
PETE | 5609048 | 10.516.918 | FUSE, CONTROL, 25A, 600V, PT# FU-100165-00, FOR BENSHAW 8,000 HP, 6900 V, REDUCED VOLTAGE SOFT START UNIT. | 203RFBF001 | 3-1 BOOSTER FAN INCLUDES FAN WHEEL, HOUSING, LUBE OIL SYSTEM AND BEARINGS. NEW FAN 2015 FOR ECC PROJECT. *** CONFINED SPACE ENTRY *** SEE NOTES PAGE 6 *** | FU-100165-00 | 2FA9E3 | 1 | EA | 16
PETE | 5609047 | 10.516.919 | FUSE, CONTROL, 7A, 600V, PT# FU-762, FOR BENSHAW 8,000 HP, 6900 V, REDUCED VOLTAGE SOFT START UNIT. | 203RFBF001 | 3-1 BOOSTER FAN INCLUDES FAN WHEEL, HOUSING, LUBE OIL SYSTEM AND BEARINGS. NEW FAN 2015 FOR ECC PROJECT. *** CONFINED SPACE ENTRY *** SEE NOTES PAGE 6 *** | LPCC7 | 2FA9E3 | 1 | EA | 11
PETE | 1402246 | 10.516.939 | GAS, CALIBRATION, TYPE- 165 PPM CO W/ BALANCE OF N2, 225 CU FT CYLINDER. | 204BFCMCOM | UNIT 4 PULV. FIRE PROTECTION CO MONITOR(KVB) SYSTEM |  | CYLBLDG | 0 | CYL | 0
PETE | 5004451 | 10.516.952 | GASKET, FOR PETE #3 IUCS THICKNER RAKE, W/ CLD60 LIFTING DEVICE, EIMCO PROCESS EQUIPMENT MODEL C60B2P, S/N 76011-01. | 203RDTHD01 | THICKNER DRIVE #1 GEAR REDUCER AND MOTOR | 8998A | 2FA5E7 | 12 | EA | 9.96
PETE | 5301101 | 10.516.957 | GASKET, #31210 FOR T-30 MARK II RETRACTS PETE 3. | 203BSSBL01 | L-1 LONG RETRACT T 30 MARK 2 | 31210 | 1FA3F1 | 9 | EA | 1.89
PETE | 5702853 | 10.516.960 | GASKET, PT #SK-21377, FOR EXCEN CRUSHER (5-2103-29) PER U.C. DWG. 527-54411-1-E, USED ON ASH PIT HOPPER, PETE #3 AND EWS #7. | 203AHBGG0A | UNIT 3 (A) BOTTOM ASH HOPPER GRINDER | SK-21377 | 1FA3E27 | 45 | EA | 68.85
PETE | 5711208 | 10.516.961 | GASKET, FOR 8" - 45 DEG. INLET ASSY. (DWG. SK-1602-78) AS FURNISHED ON UC PO 54674-4 FOR ASH HANDLING SYS PETE 3. | 203AHPGD00 | WET ASH DISCHARGE PIPING TO ASH POND AND DEWATERING BINS. | SK-40819 | 1FA3A9 | 2 | EA | 107.79
PETE | 5711392 | 10.516.962 | GASKET, FOR GATE POSITION INDICATOR (303401-35) AS FURNISHED ON UCC PO 54674-4 ASH HANDLING SYS, PETE #3. | 203AHBD001 | 3-1 DEWATERING BIN, GATES AND SCREENS | 408402 | 1FA3F23 | 1 | EA | 4.13
PETE | 6621088 | 10.516.975 | KIT, GASKET, FOR 4-WAY DIRECTIONAL CONTROL VALVE, DENNISON MODEL D1D12-33-103-01-04-100W-SO, USED ON PETE #3 G.E. TURBINE, S/N 170 X 583. |  |  | 141B6766P0003 | 2FA2F48 | 1 | EA | 43.28
PETE | 5004515 | 10.516.976 | GASKET KIT, DOOR, 23" X 35", BOTTOM LIP FILLER, FOR PETE #3 SCRUBBER MODULES. | 203RBSTM0A | A MODULE STRUCTURE | V-2335 | SB3E2B2 | 2 | EA | 1186.76
PETE | 5601156 | 10.516.980 | GASKET, KIT, HAROLD BECK & SONS, S/N 22-809-141291-01-XX FOR PETE 2 CONTROL DRIVES. | 203RFBFV01 | 3-1 BOOSTER FAN INLET VANES INCLUDES DRIVE UNIT, LINKAGE AND CONTROLS. NEW VANES AND DRIVE UNIT FOR ECC PROJECT. *** CONFINED SPACE ENTRY *** SEE NOTES PAGE 6 *** | 12-8061-29 | 4FA5A26 | 1 | LT | 49.1
PETE | 5706103 | 10.516.993 | GASKET, (CYLIINDER HEAD) #31 DWG.# A-17477, FOR 6" DEZURIK 3-WAY VALVE, PETE 3 MANUFACTURER'S PART NO 1013832 | 203RW00000 | UNIT 3 SCRUBBER WASTE SYSTEM (IUCS) |  | 2FA15E55 | 3 | EA | 4.59
PETE | 5706108 | 10.516.994 | GASKET, (HOUSING) IT #65, DWG.# A-17477, 1036629 FOR 6" DEZURIK 3-WAY VALVE, USED PETE 3 MANUFACTURER'S PART NO 1036629 | 203RW00000 | UNIT 3 SCRUBBER WASTE SYSTEM (IUCS) |  | 2FA15D39 | 3 | EA | 4.59
PETE | 5711243 | 10.517.001 | GASKET, 8"-2D CONN. NOVAFLEX #17025 FOR AIR SEPARATOR AS FURNISHED ON UCC PO 54674-4 FOR ASH HANDLING SYS PETE #3. |  |  |  | 1FA3G9 | 4 | EA | 11.84
PETE | 7901230 | 10.517.012 | FILTER, BAG, HI-FLO, P/N SP65064422, 24" X 24" X 22" WITH 3/4" FRAME, UNIT #4 HVAC. |  |  | SP65064422 | 4FA58A | 39 | EA | 834.99
PETE | 7901237 | 10.517.013 | FILTER, SN256, MOD IF13-06F, 6.75 ID X 13 OD X 3.5 HT. OPEN-OPEN MOLDED ENDS. 22 GA GALV. STEEL INNER CORE. NOT OUTER LINER. 98% EFF. @ 10-MICRON (NOM) FOR HOFFMAN BLOWER #41B1 PREC. FLUIDIZING BLOWERS, PETE 4-1 & 4-2, | 204AHFBP01 | 4-1 PRECIPITATOR FLUIDIZING BLOWER | VP1083153 | 4FA57B5 | 3 | EA | 428.03
PETE | 5706520 | 10.517.041 | FILTER, ELEMENT, PAPER, FOR PETE #4 CSI FLYASH SILO BLOWERS, DELTA/DUCON JOB #08-963. | 203RWFAB00 | FLYASH BLOWER AND MOTOR (DUCON) | 700092 | 4FA57B3 | 6 | EA | 762
PETE | 5609041 | 10.517.051 | FILTER, DOOR, METAL MESH, PT# FA-AFLT88, FOR BENSHAW 8,000 HP, 6900 V, REDUCED VOLTAGE SOFT START UNIT. | 203RFBF001 | 3-1 BOOSTER FAN INCLUDES FAN WHEEL, HOUSING, LUBE OIL SYSTEM AND BEARINGS. NEW FAN 2015 FOR ECC PROJECT. *** CONFINED SPACE ENTRY *** SEE NOTES PAGE 6 *** | FA-AFLT88 | 2FA9A1 | 1 | EA | 114.28
PETE | 5008587 | 10.517.060 | FILTER, 21' 0" WIDE X 43' 6" LONG, RVDF, WELDED SEAMS, USED ON PETE 3 FILTER DRUMS ONLY. | 203RWVFFL1 | FL-1 VACUUM FILTER ***CONFINED SPACE ENTRY*** ***SEE NOTES PAGE 6*** | 1024378 | SB1IC1 | 2 | EA | 1197
PETE | 5003108 | 10.517.064 | FINDER, VORTEX, 2-1/2", FOR PETE #1 & #2 SCRUBBER PRIMARY HYDROCLONES, KREBS MODEL D6B-12-S839-XZ, DWG. #S839-M1300-PS-XZ-123053U & PETE #3 & #4 SCRUBBER MILL SLURRY HYDROCLONES, KREBS MODEL D6BB12DEG, S/N 20442-46. | 204RPMSH00 | MILL SLURRY HYDRACLONES AND TUB | 65-CR-2.5 | SB3E2C3 | 0 | EA | 0
PETE | 5004564 | 10.517.065 | FINDER, VORTEX, 2", NI-HARD, FOR KREBS MODEL GMAX6 HYDROCLONES, USED ON PETE #3 LIMESTONE BALL MILL. | 203MSH0003 | UNIT 3 MILL SLURRY HYDROCLONE #3 | 65-NH-2 | SB3A1A2 | 3 | EA | 438.99
PETE | 5003723 | 10.517.069 | FINGER, CONTACT #71-141-973-501, IT#9 FOR SIEMANS-ALLIS 480V SWITCHGEAR LA-600 600A S/N S-84429A7 AND S-84429D5 UNIT #3 S02 |  |  |  | 2FA7F17 | 3 | EA | 40.2
PETE | 5402786 | 10.517.072 | FINGER, CONTACT, STATIONARY MAIN, STYLE 809A263G01 480V POWER CENTER WESTINGHOUSE BREAKERS TYPE DS206, DS416, DS420, UNIT #4. |  |  |  | 2FA24F22 | 24 | EA | 386.4
PETE | 5504186 | 10.517.080 | FITTING, ASPIRATING ASSY., COAL SAMPLING, FOR PETE ABB C-E SVCS. COAL PULVERIZERS. | 203BFCM000 | UNIT 3 PULVERIZER PARENT *** CONFINED SPACE ENTRY *** *** FOR PYRITE SECTION ONLY - SEE NOTES PAGE 6 *** | MP-6813C | 1FA13G6 | 2 | EA | 770.86
PETE | 4007467 | 10.517.092 | FIXTURE, HOLOPHANE, 98 LEDS, 120W/277V, W/ AUTO-SENSING TRANSFORMER, WHITE, LOW ANGLE, FOR PETE DAMP AREA LIGHTING. | 203RELTCSI | IUCS/CSI, ASH DISPOSAL AND GYPSUM PLANT AREA LIGHTING INCLUDES LIGHTING ASSOC. WITH IUCS/CSI, ASH DISPOSAL AREA AND GYPSUM PLANT. | PXLW10000LMMDU5MVOL | SB1HC2 | 70 | EA | 37440.2
PETE | 5215217 | 10.517.102 | FLANGE, 2" SLIP ON, 150# TYPE 316 LC STAINLESS, FOR ACID HANDLING, UNIT #7 & PETE 3-4 FGD SAMPLE SYSTEMS. |  |  |  | 1FA16D13 | 3 | EA | 100.75
PETE | 5713434 | 10.517.104 | FLANGE, ADAPTER D.D. 1" THK. (11" OD X 4" ID) W/1 SET OF 8 HOLES DRILLED &TAPPED FOR 3/4 X 10 BOLT ON 9" B.C. & (1) SET OF 8 HOLES DRILLED & TAPPED FOR 5/8" X 11 BOLT ON 7-1/2" B.C., DWG. #AB-0097A & B FOR BOTTOM ASH LINE,UNIT 4. | 204AHPGD00 | BOTTOM ASH DISCHARGE PIPING. |  | 1FA3H8 | 1 | EA | 93
PETE | 2903311 | 10.517.110 | GASKET, RUBBER 1/2" X 1" COLOR BLACK NONREINFORCED MATERIAL 50-55 DUROMETER GROUND FINISH SURFACE (SMOOTH) FOR 3-1, 3-2 FLY ASH BLOWER COOLERS. |  |  |  | 1FA4D43 | 53 | FT | 39.75
PETE | 5711253 | 10.517.117 | GASKET, SK-408259 FOR FLY ASH DIFFUSER ON UCC PO ON UCC PO 54674-4 FOR ASHHANDLING SYS PETE #3. |  |  |  | 1FA3F14 | 35 | EA | 24.5
PETE | 5004524 | 10.517.120 | GASKET, SPACER, 24" X 1/4", TOWNIPRENE, FOR 150# SUCTION & DISCHARGE VALVES, USED ON PETE #3 SCRUBBER SLURRY RECYCLE PUMPS, GARDNER-DENVER MODEL SRL-C, SIZE 18 X 16 X 35, S/N 01-166483. | 203RMNZR0A | "A" RECYCLE SPRAY NOZZLES AND PIPING. *** CONFINED SPACE ENTRY *** *** SEE NOTES PAGE 6 *** | 24X1/4 | SB3C2B7 | 0 | EA | 0
PETE | 5304519 | 10.517.132 | GASKET, VICTAULIC, BLACK RUBBER, CODE GREEN GRADE E, FOR 10" VICTAULIC COUPLING, STYLE 77. | 203BSACC01 | 3-1 SOOT BLOWING AIR COMPRESSOR |  | SB3E2WALL | 23 | EA | 762.91
PETE | 5304881 | 10.517.138 | GASKET, COAL NOZZLE, #1, 23-1/2" ID X 26-1/2" OD, 1/8" THK, 607MAX PAPER, FOR PETE #3 & #4 ABB C-E SVCS. BOILER IGNITION SYSTEMS. | 203BFCBA00 | A CORNER BURNERS, TILTS, LINKAGE, AND DRIVE UNIT | 964-148-AA | 4FA51A2 | 53 | EA | 3656.33
PETE | 3908858 | 10.517.143 | GASKET, BONNET, FOR CRANE TELEDYNE, MODEL 14IN. 150LB, TYPE GATE VALVE MANUFACTURER PART NO = 47 1/2XUP, S/N 510-374-100 |  |  | 47 1/2XUP | 2FA19B9 | 3 | EA | 207.21
PETE | 5003237 | 10.517.145 | GASKET, CASING, .062" THICK, NON-ASBESTOS (ARAMID FIBER W/ EPDM RUBBER), ITEM 351, FOR PETE #3 IUCS RECLAIM WATER PUMPS, GOULDS PUMPS MODEL 3175M, SIZE 6 X 8 X 18, S/N 237B948. | 203RDRWP3A | P6-3A RECLAIM WATER PUMP INCLUDES PUMP, MOTOR AND CONTROLS | 70782-53-5127 | 2FA14H6 | 3 | EA | 81.66
PETE | 5711044 | 10.517.152 | GASKET, COVER, FOR SOLENOID VALVE, PARKER-HANNIFIN MODEL CCC1-3710-M4A, USED ON PETE #1 & #2 BOILER WARM-UP OIL GUNS. | 203BFWGL01 | WARM-UP OIL GUNS 1/2 LEVEL | ************************* | 1FA7F4 | 2 | EA | 7.5
PETE | 5301220 | 10.517.154 | GASKET, COVER, ITEM 10, DWG. #L69204, ALT 10 FOR T-30 M.K.11E COMBINATION RETRACTABLE/WALL BLOWER W/DA HEAD #3. | 203BSSBL01 | L-1 LONG RETRACT T 30 MARK 2 | 001924 | 1FA3F7 | 7 | EA | 40.6
PETE | 5706196 | 10.517.168 | GASKET, FULL FACE, TOWNIPRENE, 12" X 1/4" THK., " LOW TORQUE", FOR PETE #4 DEWATERING RECLAIM WATER & WASTE SLURRY PIPING. | 204RDPGDF0 | DISPOSAL FEED PIPING | P-GF12-0252 | 2FA10B | 5 | EA | 170
PETE | 5706192 | 10.517.169 | GASKET, FULL FACE, TOWNIPRENE, 4" X 1/4" THK., " LOW TORQUE", FOR PETE #4 DEWATERING RECLAIM WATER & WASTE SLURRY PIPING. | 204RDPGDF0 | DISPOSAL FEED PIPING | P-GF04-0253 | 2FA10B | 4 | EA | 71.45
PETE | 2901274 | 10.517.180 | GASKET, MANWAY, ROUND, 17 3/4" X 20 13/16", J-0IL-115 PM-201, SELCO SEAL FOR PETE 3 #6 FWH. |  |  | A3711 | 4FA70A2 | 2 | EA | 175
PETE | 5004096 | 10.517.189 | GASKET, PUMP, 9" X 3-15/16" X 1/16", FOR 3" VERTICAL CANTILEVER SHAFT PUMP, USED ON PETE #4 SCRUBBER BALL MILL SLURRY SUMP PUMPS, LAWRENCE PUMPS MODEL, S/N 82745-1/-2, 90520 & 91011, GARLOCK STYLE G16. | 204RBSUBM0 | BALL MILL AREA SUMP PUMP AND MOTOR LAP 4-1 | G16 | 2FA8H9 | 2 | EA | 27.82
PETE | 5005422 | 10.517.197 | GASKET, COPPER, FOR LUBRICATING PUMP GRACO, MODEL 203-869E MANUFACTURER PART NO = 160-932 | 204RPBMLO0 | BALL MILL LUBE SYSTEM | 160-932 | 4FA4E7 | 1 | EA | 5
PETE | 5005728 | 10.517.200 | GASKET, END COVER, FOR PETE #4 CSI DISPOSAL AREA SUMP PUMPS, WARMAN PUMPS MODEL 150SV-SPR. | 204RBSU101 | P410-1 DISPOSAL AREA DRAINAGE SUMP PUMP AND MOTOR LOCATED OUTSIDE BY #4 RETURN TANK | SV025S14 | 2FA16F46 | 2 | EA | 130.82
PETE | 5005608 | 10.517.201 | GASKET, END COVER, FOR PETE #4 SCRUBBER ABSORBER FEED PUMPS, WARMAN MODEL 450STL. | 204RMQFPA1 | P-402A-1 QUENCHER PUMP | S025S14 | 2FA16F45 | 4 | EA | 260.76
PETE | 6707451 | 10.517.204 | GASKET, HANDHOLE COVER, FOR 12" DDL DBL VOLUTE VERTICLE CANTILEVER SHAFT PUMP, S/N 71511, P/N = G-3. | 203AHRWP01 | 3-1 ASH SLUICE RETURN WATER PUMP | M12257 | SB5A6A2 | 9 | EA | 56.25
PETE | 6706982 | 10.517.206 | GASKET, IMP LOCKWASHER, ITEM #30A, P/N 39036-01 FOR WORTHINGTON PUMP MOD D-1132, SIZE 3X1 1/2X6, S/N Y641689, MTL CI PRESS 275 IMP DIA 5.365 USED AS DILUTION WATER PUMP. |  |  | 390036-10 | 2FA15E12 | 3 | EA | 9
PETE | 5305415 | 10.517.222 | FUSE, SUBMINIATURE, RADIAL LEADS, 1/16A, 125V, FAST-ACTING, LITTELFUSE 256062 OR EQUAL. | 203BFFSMAG | UNIT 3 FLAME SCANNER SYSTEM DETECTOR, TIPS, NOZZLES, TUBES AND ELECTRONICS | 256062 | 1FA6E18 | 110 | EA | 283.8
PETE | 5002825 | 10.517.233 | FUSE, CARTRIDGE, FERRULE, 2/10 A, 600V, FAST-ACTING, 13/32" X 1-1/2", BUSS KTK-2/10 OR EQUAL. | 204RMCNI00 | SCRUBBER TOWER SYSTEM INSTRUMENTS AND DEVICES INCLUDES ALL SCRUBBER TOWER SYSTEM MEASURING, INDICATING, RECORDING OR CONTROLLING INSTRUMENTS. | KTK-2/10 | 1FA5G10 | 20 | EA | 176.6
PETE | 5002014 | 10.517.234 | FUSE, 40 AMP, 600V CLASS T FUSE , VERY FAST ACTING, SIZE .81" X 1.56", INTERRUPTING RATING: 200,000 AIC RMS, USED ON PETE 3&4 ASH SILO FLUDIIZING AIR HEATERS. | 203RWFA000 | UNIT #3 FLYASH SILO INCLUDES SILO AND ALL ASSOCIATED EQUIPMENT BLOWERS, FEEDERS AND EQUIPMENT.. | JJS40 | 2FA8E16 | 10 | EA | 169.7
PETE | 5609050 | 10.517.248 | FUSE, POWER, 2E, 7.2KV, PT# FU-100223-00, FOR BENSHAW 8,000 HP, 6900 V, REDUCED VOLTAGE SOFT START UNIT. | 203RFBF001 | 3-1 BOOSTER FAN INCLUDES FAN WHEEL, HOUSING, LUBE OIL SYSTEM AND BEARINGS. NEW FAN 2015 FOR ECC PROJECT. *** CONFINED SPACE ENTRY *** SEE NOTES PAGE 6 *** | FU-100223-00 | 2FA9A2 | 3 | EA | 2664
PETE | 5504378 | 10.517.266 | FUSE, CARTRIDGE, FERRULE, 15A, 600V, CURRENT LIMITING, TIME-DELAY, 13/16" X 2-1/4", FOR EWS #50 & #60 COAL FEEDER DRIVES. | 203MBCN000 | UNIT 3 AUXILIARIES CONTROLS: INCLUDES ALL UNIT 1 AUXILIARIES COMMON CONTROLS: NOT INCLUDING INSTRUMENTS: | LPJ-15SP | 1FA5B8 | 13 | EA | 364.9
PETE | 2001206 | 10.517.270 | FUSE, CARTRIDGE, FERRULE, 4-1/2 A, 250 V, DUAL-ELEMENT, TIME-DELAY, 3/8" X 2", BUSS FRN 4-1/2 OR EQUAL. |  |  | FRN 4 1/2 | 1FA5B1 | 5 | EA | 21.6
PETE | 5305238 | 10.517.278 | FUSE, CARTRIDGE, GLASS BODY, 3/10 A, 250 V, TIME-DELAY, 1/4" X 1 1/4", BUSS MDL-3/10 OR EQUAL. | 203BFOSC00 | UNIT 3 BOILER FUEL SYSTEM CONTROLS (IGNITION OIL): INCLUDES ALL IGNITION OIL SYSTEM CONTROLS: | MDL-3/10 | 2FA25H27 | 20 | EA | 26
PETE | 5301673 | 10.517.279 | FUSE, CARTRIDGE, GLASS BODY, 6 1/4 A, 250 V, TIME-DELAY, 1/4" X 1 1/4", BUSS MDL-6 1/4 OR EQUAL. | 203BSCN000 | UNIT 3 SOOTBLOWER CONTROLS | MDL-6 1/4 | 2FA19G5 | 10 | EA | 15.6
PETE | 5015737 | 10.517.289 | FUSE, 4 AMP, 250V, TIME DELAY, MIDGET FUSE, USED ON PETE 2&3 SCR VAPORIZER CONTROLS. | 203ENP0000 | UNIT 3 PRECIPITATORS INCLUDES CONTROLS, TR SETS, VIBRATORS, RAPPERS, DOORS, LOCKS AND HIGH VOLTAGE BUSHINGS. *********CONFINED SPACE SEE NOTES PAGE 6********* | FNM 4 | 2FA8F11 | 8 | EA | 24.08
PETE | 2004453 | 10.517.299 | FUSE, .5E AMP. G.E. NO. 9F60BBD905, 5.5 K.V. MAX USED ON PETE #4 SWITCHGEAR, POTENTIAL FUSES AND FOR SWITCHGEAR 4160 VOLT MODEL NO. 0315A1149-001, RC NO. 190-2256, SEQ. #1, PETE 4 SO2. |  |  | 9F60BBD905 | 2FA21D21 | 15 | EA | 549.45
PETE | 5012967 | 10.517.306 | FUSE, PRECIPITATOR, 250 VOLT,, SMALL DIM FUSE, USED ON PETE 4 PRECIPITATOR RAPPER CONTROL BOARDS. | 204ENPRCP1 | UNIT 4 PRECIPITATOR 4-1 (SOUTH) INCLUDES CONTROLS, TR SETS, VIBRATORS, RAPPERS, DOORS, LOCKS AND HIGH VOLTAGE BUSHINGS. *********CONFINED SPACE SEE NOTES PAGE 6********* | MDA-12-R | 1FA5E13 | 60 | EA | 19.2
PETE | 5711411 | 10.517.314 | GASKET, NEOPRENE, 1/4" THK., FOR GATE HOUSE ASH GRINDER, USED ON PETE #2, #3 & #4 BOTTOM ASH HOPPERS. | 203AHBGG0A | UNIT 3 (A) BOTTOM ASH HOPPER GRINDER | SK-6247 | SB5A1A10 | 3 | EA | 263.91
PETE | 5702123 | 10.517.320 | GASKET, SK-40881, 2 3/4" X 3 3/4", STYLE "R", .250 THICK FOR INTAKE BODY ASSEMBLY ON UNIT #6, AND FOR INTAKE BODY ASSY FOR ASH HANDLING SYS PETE #3 | 203AHFHE01 | 3-1 ECONOMIZER HOPPER. | STYLE ''R'' | 1FA3F17 | 9 | EA | 25.29
PETE | 5711010 | 10.517.328 | GASKET, PIPE, 8", NON-ASBESTOS, 177A1 RINGS, 9.125" X 9.937" X 1" B.O.E. / SQ O.E., FOR 8" ID ASHEOLITE PIPE. | 204AHEHPGD | UNIT 4 ECONOMIZER HOPPER 39A THROUGH 39D PIPING AND ASSOCIATED 8" LINES. | PACK1454025P771 | 1FA23B4 | 8 | EA | 665.93
PETE | 5711224 | 10.517.329 | GASKET, ACCESS DOOR, FOR PYRITE HOPPER, USED ON PETE #3 & #4 BOTTOM ASH SYSTEMS, PER UC PO 54674-4. | 203AHBHH0A | UNIT 3 (A) BOTTOM ASH HOPPER ***CONFINED SPACE ENTRY*** ***SEE NOTES PAGE 6*** | 408165 | 1FA3E16 | 4 | EA | 66.62
PETE | 5001163 | 10.517.330 | GASKET, AFTERCOOLER, FRONT TUBE, 15-1/4" X 14-1/2" X 1/16", FOR PETE #3 & #4 FLYASH BLOWERS, R P ADAMS MODEL SAF 355. | 203AHFB001 | 3-1 FLY ASH BLOWER ASSEMBLY | 903779 | 1FA2H17 | 7 | EA | 217.69
PETE | 5012608 | 10.517.337 | BUS DUCT GASKET, USED ON UNITS 1 & 4, 2014, E.S.P. UPGRADE. | 204ENP0000 | UNIT 4 PRECIPITATORS (PARENT) INCLUDES CONTROLS, TR SETS, VIBRATORS, RAPPERS, DOORS, LOCKS AND HIGH VOLTAGE BUSHINGS. *********CONFINED SPACE SEE NOTES PAGE 6********* | 50369 | 2FA8G9 | 10 | EA | 540
PETE | 5005218 | 10.517.341 | GASKET,CHANGE CVR, FOR MIXER,MECH-FDG AREA SUMP, CHEMINEER MIXERS, MODEL 2-HTD-3, TYPE P IMPELLER MANUFACTURER PART NO = 02702-010L | 204RBSM401 | S401 FGD AREA DRAINAGE SUMP MIXER & MOTOR | 02702-010L | 4FA2E19 | 2 | EA | 62
PETE | 5701005 | 10.517.347 | GASKET, CONNECTION, 7", PETE 2&3 BAGHOUSE, UCC DWG #2-1701-4015-4. | 203BCOMP01 | UNIT 3 FABRIC FILTER COMPARTMENT #1, CONTAINS 34 ROWS OF 40 FILTER BAGS SUPPORTED ON WIRE CAGES, TOTAL OF 1360 BAGS. BAGS ARE 29.75' LONG, 5" DIAMETER. COMPARTMENTS ARE NUMBERED SO. TO NO., EAST TO WEST, S.E. IS #1, N.E.. IS #2. 2PI-FF-1801 DIFF.PRESS.GA | 17088-1 | 2FA11D40 | 4 | EA | 203.8
PETE | 5513727 | 10.517.352 | GASKET, VICTAULIC COUPLING, FLUSH-SEAL, 16", 31 STYLE M, MILLSIDE LINER, FOR PETE #3 ABB C-E SVCS. MODEL 903RP COAL PULVERIZERS. | 203BFCM001 | 3-1 PULVERIZER *** CONFINED SPACE ENTRY *** *** FOR PYRITE SECTION ONLY - SEE NOTES PAGE 6 *** | 31 / STYLE M | 1FA12B7 | 2 | EA | 366.4
PETE | 5301107 | 10.517.354 | GASKET, COVER. FOR T-30 MARK II RETRACTS PETE 3. | 203BSSBL01 | L-1 LONG RETRACT T 30 MARK 2 | 032766 | 1FA3H2 | 10 | EA | 41
PETE | 5004073 | 10.517.355 | GASKET, COVER PLATE, FOR PETE #3 SCRUBBER MODULE OUTLET DAMPERS, AIR CLEAN DAMPER SERIES 60, ITEM 35. | 203RGMOD0A | FD60-A MODULE OUTLET DAMPER INCLUDES DRIVE UNIT, DAMPER, CHAIN AND ELECTRICAL CONTROLS. WIEGHT 1,560 LBS. | AC-3128-1-35 | SB3B1A7 | 3 | EA | 450
PETE | 5702832 | 10.517.358 | GASKET, CYLINDER, FOR 10" HYDRAULIC CYLINDER (2-4301-14), USED ON PETE #3 & #4 BOTTOM ASH SYSTEMS. | 203AHBD001 | 3-1 DEWATERING BIN, GATES AND SCREENS | 408221-43 | 1FA3G12 | 8 | EA | 174.32
PETE | 5007504 | 10.517.361 | GASKET, DOOR, FOR TBI-INSTRUMENT SHOP, MODEL 514, SIZE/TYPE ANALYZER MANUFACTURER PART NO = 4906-0002 | 204RMCNPQA | A QUENCHER PH CONTROLS | 4906-0002 | 4FA3E25 | 11 | EA | 55.22
PETE | 5002045 | 10.517.363 | GASKET, DOOR, CERAMIC FIBER ROUND BRAIDED ROPE, 3/4" DIA., FOR HOPPER DOORS, USED ON PETE #1, #3 & #4 ELECTROSTATIC PRECIPITATORS. (250 FT. CARTON) | 203ENP0000 | UNIT 3 PRECIPITATORS INCLUDES CONTROLS, TR SETS, VIBRATORS, RAPPERS, DOORS, LOCKS AND HIGH VOLTAGE BUSHINGS. *********CONFINED SPACE SEE NOTES PAGE 6********* | C2000RB-3/4 | 4FA50B1 | 750 | FT | 2377.5
PETE | 5711683 | 10.517.366 | GASKET, EXHAUSTER, 6", COMBINING TUBE, HYDROVEYOR (4-1601-15), FOR PETE #3 TOP ASH SYSTEM, AS FURNISHED ON UC PO 54674-4. | 203AHFAHE0 | ECONOMIZER HYDROVEYOR AND COMBINING TUBE. | SK-408427 | 1FA3A18 | 1 | EA | 16.8
PETE | 5706242 | 10.517.368 | GASKET, FEEDER, FOR PETE #3 IUCS/CSI FLYASH ROTARY FEEDER (IT 1-6), DELTA/DUCON 18" TYPE B-2, NON-REVERSING, ASSY. MARK #2T-1209, T-929C, ITEM #32. | 203RWFARF0 | FLYASH ROTARY FEEDER AND MOTOR | 17249 | SB3B2A7 | 2 | EA | 132
PETE | 5711296 | 10.517.369 | GASKET, FEEDER, FOR 12" (LONG) BELLOWS EXPANSION JOINT (4-1730-239), USED ON PETE #3 & #4 FLYASH DIFFUSER FEEDERS, PER UC PO 54674-4. | 203RWPGFA0 | FLYASH PIPING | SK-408445 | 4FA54A7 | 3 | EA | 159.6
PETE | 2901170 | 10.517.380 | GASKET, FLEX-PIPE, SIZE/RTNG- 4 300, STYLE- CG-3L | 203AHTKP01 | 3-1 PYRITE HOPPER AND CATEGORY'S OF THE HOPPER | I54ST32013 | 2FA19C11 | 30 | EA | 116.17
PETE | 5711229 | 10.517.382 | GASKET, FLOODLIGHT FOR PYRITE HOPPER (SK-5061) AS FURNISHED ON UCC PO54674-4 FOR ASH HANDLING SYS PETE #3. | 203AHBHH0A | UNIT 3 (A) BOTTOM ASH HOPPER ***CONFINED SPACE ENTRY*** ***SEE NOTES PAGE 6*** | 5364 | 1FA3C18 | 4 | EA | 11.6
PETE | 5702649 | 10.517.385 | GASKET, GATE CYLINDER, 12" X 12" X 1/2", NEOPRENE, FOR 24" X 24" SLUICE GATE (5-2001-80), USED ON PETE #2, #3 & #4 & EWS #7 BOTTOM ASH SYSTEMS, UC DWG. #527-54411-2-E. | 203AHBAHB0 | UNIT 3 BOTTOM ASH SYSTEM B HOPPER AND ASSOCIATED EQUIPMENT | 4317 | 1FA3G13 | 3 | EA | 259.27
PETE | 5005126 | 10.517.395 | GASKET, HIGH SPEED SHAFT, FOR PETE #4 SCRUBBER REAGENT FEED TANK MIXERS, CHEMINEER MODEL 7-HTD-25. | 204RPRFMX1 | REAGENT FEED TANK MIXER MX-404-1 | 2707-020L | 4FA2E9 | 1 | EA | 30
PETE | 5721615 | 10.517.406 | GASKET, INSPECTION DOOR, 11.88" X 28.38" X 1-1/2" X 1/4", FOR TRANSITION PIECE, USED ON PETE #3 & #4 BOTTOM ASH SYSTEMS. | 203AHBAHC0 | UNIT 3 BOTTOM ASH SYSTEM C HOPPER AND ASSOCIATED EQUIPMENT | 408769 | 1FA3D66 | 5 | EA | 288.15
PETE | 5008303 | 10.517.423 | GASKET, CIRCULAR, 1/8" X 39" OD, BLACK NEOPRENE, W/ WHITE NYLON CORD INSERT, FULL FACED W/ SOLID CENTER, W/ 36" DIA. BOLT CIRCLE OF 28 EA. 1-1/2" DIA. BOLT HOLES EQUALLY SPACED. | 204RMTK00A | A TOWER & STRUCTURE |  | SB3O1WALL | 2 | EA | 180.88
PETE | 5008305 | 10.517.424 | GASKET, CLEAN OUT DOOR, 25" X 31", 24 - 1" DIA. BOLT HOLES, 1-1/2" FROM OUTER EDGE, EQUALLY SPACED OR PER PATTERN, FOR PETE #4 SCRUBBER QUENCHER TANK. | 204RMTK00A | A TOWER & STRUCTURE |  | SB3O1WALL | 5 | EA | 254.4
PETE | 6501116 | 10.517.427 | GASKET, COVER 13NO9 PREFILTER, FOR TURBO-KEEN LUBE OIL CONDITIONER MODEL 854-300 ASSY. USED AS BOILER FEED PUMP TURBINE LUBE OIL CONDITIONING SYS UNIT #3. |  |  |  | 2FA12A37 | 3 | EA | 30.45
PETE | 5711248 | 10.517.438 | GASKET, FEEDER, FOR FLYASH DIFFUSER, "STONE SIDE", USED ON EWS #7 & PETE #3 & #4 ELECTROSTATIC PRECIPITATOR DISCHARGE HOPPERS, PER UC DWG. #510-54411-4E. | 203AHFFA01 | A-1 PRECIP HOPPER AND NUVA FEEDER |  | 1FA3D13 | 12 | EA | 157.74
PETE | 5305250 | 10.517.439 | GASKET, FLAME SCANNER, QUICK COUPLING CAMLOCK EVER-TITE, BUNA, LATHE CUT, MS7024-5 | 203BFFSMAG | UNIT 3 FLAME SCANNER SYSTEM DETECTOR, TIPS, NOZZLES, TUBES AND ELECTRONICS | 310GSKBUMS | 1FA11E19 | 30 | EA | 26.4
PETE | 2901254 | 10.517.443 | GASKET, FLEX-PIPE, SIZE/RATING- 8 300 | 203AHFAHP0 | PRECIP ASH HYDROVEYOR COMBINING TUBES AND NOZZLES |  | 2FA10A | 14 | EA | 119.98
PETE | 2901172 | 10.517.446 | GASKET, FLEX-PIPE, SIZE/RTNG- 10 150, STYLE- CG-1R | 203AHFAHP0 | PRECIP ASH HYDROVEYOR COMBINING TUBES AND NOZZLES |  | 2FA10A | 5 | EA | 0
PETE | 2901237 | 10.517.450 | GASKET, FLEXITALLIC 1" I.D. X 2 3/4"O.D. 3-4-600 P.S.I. API-601 #CG6C FOR 3/4" PIPE | 203BFIPP01 | 3-1 IGNITION OIL PUMP |  | 2FA19F17 | 0 | EA | 0
PETE | 5013215 | 10.517.475 | GASKET, GARLOCK 3000 MATERIAL, 20 1/2" ID, 25 5/8" OD, 10 EACH 1" HOLES ON A 24" BC, 1/8" THK (PART OF IPL STK# 5013393 ASSY) | 204RFBF001 | 4-1 BOOSTER FAN, WHEEL & BEARINGS *** CONFINED SPACE ENTRY *** SEE NOTES PAGE 6 *** | 3000 | 4FA57A3 | 2 | EA | 122.74
PETE | 5203729 | 10.517.496 | GASKET, OVAL, 11X15X1.25, FOR BLOWDOWN MANWAY, TOPOG-E, MODEL FEEDWATER HEATER, AREA EWS/PETE 1 | 203BSACTKA | 3A SOOT BLOWING AIR RECEIVER TANK *** CONFINED SPACE ENTRY *** *** SEE NOTES *** |  | SB3CWALL | 5 | EA | 129.46
PETE | 5711986 | 10.517.500 | GASKET, PLAIN GRADE 42, 1/2" X 1 3/16" FOR DRESSER COUPLING (STYLE 38) 7" MIDDLE RING TO FIT 14 1/2" OD PIPE POS. 26 ON DETRICK DWG. # AB-0055, USED ON EXPANSION JOINTS, UNIT 3 BOTTOM ASH LINES. | 203AHPGD00 | WET ASH DISCHARGE PIPING TO ASH POND AND DEWATERING BINS. |  | SB5A1A6 | 4 | EA | 1092
PETE | 5002565 | 10.517.508 | GAUGE, OIL LEVEL, FOR PRECIPITATOR TRANS/RECTIFIER WESTINGHOUSE ELECTRIC CO, UNIT PETE 4 MANUFACTURER PART NO = ID30267H03 |  |  | ID30267H03 | 2FA21E14 | 1 | EA | 210
PETE | 6102110 | 10.517.516 | GAUGE, DIFFERENTIAL PRESSURE, F BRASS, 500 PSIG, SCALE 0-200" W.C. USED ON PETE #2 ASH HOPPERS. | 203AHBHH0A | UNIT 3 (A) BOTTOM ASH HOPPER ***CONFINED SPACE ENTRY*** ***SEE NOTES PAGE 6*** | GA4-4376044.11-FS | 4FA52A7 | 2 | EA | 1699.9
PETE | 5601833 | 10.517.518 | GAUGE, COOLANT LEVEL FOR UNIT #3 FLY ASH BLOWERS. P/N EL-150-K1 | 203AHBHH0C | UNIT 3 (C) BOTTOM ASH HOPPER ***CONFINED SPACE ENTRY*** ***SEE NOTES PAGE 6*** | EL-150-K1 | 1FA3D36 | 2 | EA | 103.42
PETE | 5005570 | 10.517.519 | GAUGE, OIL SIGHT HYCON FLUID, MODEL STD 25 GPM FAN, BOOSTER & REHEAT, PETE 4 SO2, MFG # = 3956B305009 | 204RFBFLO1 | 4-1 BOOSTER FAN LUBE OIL SYSTEM | FSA-127-1 | 2FA19C23 | 1 | EA | 27.35
PETE | 5513790 | 10.517.521 | GAUGE, OIL SIGHT, W/ UNION, SIZE #3, ESSEX FIG. 550, FOR WORM GEARBOX, USED ON PETE #3 & #4 VOLUMETRIC COAL FEEDERS, S-E CO. SHOP ORDER #S5124-3-(1-6). | 203RW00000 | UNIT 3 SCRUBBER WASTE SYSTEM (IUCS) | AFG96 | 1FA4C3 | 4 | EA | 194.72
PETE | 5005446 | 10.517.534 | GAUGE, 0-3000 PSI, FOR MASTER CONTROL PANEL RESEARCH COTTRELL, DESC LIMESTPREP SYS MANUFACTURER PART NO = 045-5-3000-000 | 204RPBMLO0 | BALL MILL LUBE SYSTEM | 045-5-3000-000 | 2FA22F7 | 2 | EA | 64
PETE | 6101143 | 10.517.535 | GAUGE, PRESSURE,0-3000 PSI, 3-1/2 FACE, 1/4 NPT LOWER CONNECTION. |  |  | 4285434 | 2FA22C5 | 2 | EA | 88.3
PETE | 5008211 | 10.517.554 | GAUGE, PRESSURE, 0-3000 PSI, 3-1/2" FACE, 1/4" NPT LOWER MOUNT, SILICONE FILLED, STEM MOUNTED. |  |  | X32516P | 2FA22F8 | 5 | EA | 187.2
PETE | 5603100 | 10.517.560 | GAUGE, PRESSURE, FOR ALL PRESSURE CONTROLLERS, PACIFIC SCIENTIFIC, MODEL SUPPLY, FACE/MATL 2"DIA MANUFACTURER PART NO = GK25-213-10S |  |  | GK25-213-10-S | 2FA22E4 | 8 | EA | 191.84
PETE | 5607098 | 10.517.565 | GAUGE, TEMPERATURE, 50-350 DEG F, FOR US GAUGE, USED 1/2 ID FAN CONSOLES MANUFACTURER PART NO = 8514-152-138186 |  |  | 8514-152-138186 | 2FA22B1 | 2 | EA | 84.76
PETE | 5301729 | 10.517.571 | GEAR, FOR ROTARY GEARBOX ON WALL BLOWER COPES-VULCAN, MODEL RW-6E, TYPE LEFT HAND UNIT MANUFACTURER PART NO = 195429 | 204BSSBA01 | A-1 "A" ROW WALL SOOTBLOWER. | 195429 | 2FA19I1 | 4 | EA | 49.72
PETE | 5005200 | 10.517.574 | GEAR, CHANGE SET,ITEM 6 & 9,HIGH SPEED SHAFT,FOR CHEMINEER MIXERS, MODEL 2-HTD-3, PETE 4 MANUFACTURER PART NO = 2030-054J, S/N 1-86176-4 | 204RBSM401 | S401 FGD AREA DRAINAGE SUMP MIXER & MOTOR | 2030-054J | 4FA4I10 | 1 | ST | 1590
PETE | 5002792 | 10.517.579 | GEAR, DRIVE, CRAMER 3/8 TO 1 RATIO, USED ON PETE 4 PRECIPITATOR TOP ASH SYS. | 204AHCNIT0 | UNIT 4 TOP ASH INSTRUMENTS AND DEVICES INCLUDES ALL TOP ASH SYSTEM MEASURING, INDICATING, RECORDING OR CONTROLLING INSTRUMENTS. | 3/8 - 1 | 2FA8E37 | 6 | EA | 65.34
PETE | 5607191 | 10.517.592 | GEAR, TRANSVERSE WORM, ITEM #T4-184, USED ON CRANE TELEDYNE MOTORIZED VALVE OPERATORS, FOR CRANE TELEDYNE VALVE CAT. #T-4-02, SO #950048, SER. #T-1148. |  |  |  | 2FA7F6 | 3 | EA | 146.82
PETE | 5008045 | 10.517.593 | GEAR, WORM LH, 80T, FOR KOMLINE-SANDERSON, MODEL KDS1289, USED FL-1/2PETE MANUFACTURER PART NO = 43E1008, S/N KDF1289 | 203RWVFFL1 | FL-1 VACUUM FILTER ***CONFINED SPACE ENTRY*** ***SEE NOTES PAGE 6*** | 43E1008 | SB1NA1 | 1 | EA | 3200
PETE | 5005275 | 10.517.597 | GEAR, BEVEL KIT, FOR RESEARCH COTTRELL INC, MODEL MIXCO-73, SIZE/DESC PETE4, MANUFACTURER PART NO = 600983 PSP | 204RBSMBMD | BALL MILL AREA DRAINAGE SUMP MIXER & MOTOR | 600983 PSP | 4FA4B11 | 1 | EA | 893.68
PETE | 5706341 | 10.517.600 | PINION, & GEAR, FOR PHILADELPHIA MIXERS MODEL 3801-S-PTO, USED ON OVERFLOWSUMP AGITATOR, PETE 4, MANUFACTURER PART NO. 8/9 | 204RWSU000 | SP101 OVERFLOW SUMP *** CONFINED SPACE ENTRY *** *** SEE NOTES PAGE 6 *** | 8 & 9 | 2FA21B28 | 1 | ST | 1719
PETE | 5009988 | 10.517.602 | REDUCER, GEAR, FALK, FOR PETE 4 GYPSUM FILTER "A" & "B" VACUUM PUMPS. | 272FVP404A | FVP 44-04A DEWATERING UNIT #4 FILTER VACUUM PUMP A | M1170DH1-C-4.476:1 | SB1CF6 | 1 | EA | 36318.8
PETE | 5207103 | 10.517.603 | REDUCER, GEAR, W/O OIL FILTER, FOR MARLEY UNIT 2 COOLING TOWER, MODEL 674-4-12, SIZE 12.98:1 MANUFACTURER PART NO = 6615-4-13, S/N 36 | 202WCCT000 | UNIT 2 COOLING TOWER SYSTEM | 6615-4-13 | SB1HF2 | 1 | EA | 48580
PETE | 5004095 | 10.517.615 | GASKET, RING, 19-1/2" X 15-3/4" X 1/16", FOR 3" VERTICAL CANTILEVER SHAFT PUMP, USED ON PETE #4 SCRUBBER BALL MILL SLURRY SUMP PUMPS, LAWRENCE PUMPS MODEL, S/N 82745-1/-2, GARLOCK STYLE 3000. | 204RBSUBM0 | BALL MILL AREA SUMP PUMP AND MOTOR LAP 4-1 | GC1950-1581-2 | 2FA8H7 | 2 | EA | 54.54
PETE | 6707450 | 10.517.621 | GASKET, THRUST COVER, FOR LAWRENCE PUMPS, 12" DDL DBL VOLUTE VERTICLE CANTILEVER SHAFT, MANUFACTURER PART NO = 252-109502-200, S/N 71511 | 203AHRWP01 | 3-1 ASH SLUICE RETURN WATER PUMP | 252-109502-200 | SB5A6A2 | 5 | EA | 140
PETE | 5008063 | 10.517.659 | GASKET, VALVE, FOR 6" OUTLET VALVE, USED ON PETE #3 IUCS FL-1 & FL-2 VACUUM FILTERS, KOMLINE-SANDERSON MODEL, FC2799B, S/N KDF1289 & 90. (2 EA. = ONE PKG.) | 203RWVFFL1 | FL-1 VACUUM FILTER ***CONFINED SPACE ENTRY*** ***SEE NOTES PAGE 6*** | 03R0008-2 | 2FA16F25 | 4 | PQ | 141.48
PETE | 5613033 | 10.517.660 | GASKET FOR FISHER CONTROL VALVE IN UNIT 4 MFG PART # 1R3296X0042 | 203FW34810 | REGULATES FLOW OF HEATER DRAINS TO FEEDWATER HEATER EH3-6 ACCORDING TO FEEDWATER HEATER 3-7 LEVEL | 1R3296X0042 | 2FA25G34 | 11 | EA | 94.6
PETE | 5603930 | 10.517.686 | GASKET, PRESSURE SEAL, FOR FLITE FLOW CONTROL VALVE, ROCKWELL EDWARDS, MODEL MOV-521-3, SIZE 10", AREA PETE 3 MANUFACTURER PART NO = 00413718-00000-00 |  |  | 00413718-00000- | 1FA3C62 | 1 | EA | 229.66
PETE | 5711359 | 10.517.691 | GASKET, RING, 1/4" ID X 1/2" OD, FOR 1-1/2" VENT VALVE (4-1952-25), USED ON PETE #3 & #4 TOP ASH SYSTEMS, PER UC PO 54674-4. | 203AHFFA01 | A-1 PRECIP HOPPER AND NUVA FEEDER | 408221-41 | 1FA3F20 | 3 | EA | 51
PETE | 5701168 | 10.517.692 | GASKET, ROUND, FOR INSPECTION PORT, FOR FLYASH INTAKE VALVE #1812-2-03040707000, PETE 2&3 BAGHOUSE. | 203BCOMP01 | UNIT 3 FABRIC FILTER COMPARTMENT #1, CONTAINS 34 ROWS OF 40 FILTER BAGS SUPPORTED ON WIRE CAGES, TOTAL OF 1360 BAGS. BAGS ARE 29.75' LONG, 5" DIAMETER. COMPARTMENTS ARE NUMBERED SO. TO NO., EAST TO WEST, S.E. IS #1, N.E.. IS #2. 2PI-FF-1801 DIFF.PRESS.GA | SK-41454 | 2FA11F57 | 4 | EA | 31.2
PETE | 6621287 | 10.517.713 | GOVERNOR, TURBINE, EMERGENCY, FOR PETE #3 & #4 BOILER FEED PUMP DRIVEN G.E.TURBINES, S/N 170 X 583 / 755. |  |  | 101B389CX-16 | 2FA3A11 | 1 | EA | 10000
PETE | 5008072 | 10.517.716 | GRID, DRAINAGE, POLYPRO, 24" X 24", FOR FILTER DRUM, USED ON PETE #4 CSI VACUUM FILTERS, FL-101 & FL-102, DORR-OLIVER EIMCO S/N CSP0000252-1. | 204RWVFFL1 | FL 101 VACUUM FILTER MCC 101 ROTARY VACUUM FILTER FL-101 ***CONFINED SPACE ENTRY***SEE NOTES PAGE 6*** | 25Q2013 | SB3C2B6 | 4 | EA | 260
PETE | 5513861 | 10.517.738 | GUARD, DUST, ASSEMBLY, FOR PETE #3 & #4 ABB C-E SVCS. MODEL 903RP COAL PULVERIZERS, DWG. #D-94-101-1, ITEM #37. | 203BFCM001 | 3-1 PULVERIZER *** CONFINED SPACE ENTRY *** *** FOR PYRITE SECTION ONLY - SEE NOTES PAGE 6 *** | 94-136 | SB3M1B1 | 1 | EA | 2953.11
PETE | 5503933 | 10.517.740 | GUARD, SCRAPER, CROWN 700, FOR EWS #7 & PETE #2 , #3 & #4 ABB C-E SVCS. MODELS 803RS, 823RPS & 903RP COAL PULVERIZERS, C-E CONTR #22265. | 203BFCM001 | 3-1 PULVERIZER *** CONFINED SPACE ENTRY *** *** FOR PYRITE SECTION ONLY - SEE NOTES PAGE 6 *** | HCT-7415 | SB3N1C2 | 4 | EA | 959.62
PETE | 5706459 | 10.517.748 | GUIDE, SET, W/ BACKING PLATE, UHMW, FOR DUAL DIRECTION HOPPER POSITIONER, USED ON PETE #3 IUCS/CSI TRAIN FLYASH LOAD-OUT STATION, DCL MODEL #HPD6X2-251-M1Q1P1, JOB #J015719, S/N 20578007, TAG #M006. | 203RWTLS01 | UNIT 3 FLYASH SILO DCL TRAIN LOADOUT STATION | 6BZ004A6-HPD-SET | 2FA6E11 | 2 | ST | 390
PETE | 5301802 | 10.517.756 | GUIDE, RACK ASSY, FOR MODEL RW-6E WALL BLOWER ROTARY GEARBOX, UNIT 4 PETE. | 204BSSBA01 | A-1 "A" ROW WALL SOOTBLOWER. | 182729 | 2FA19G11 | 6 | EA | 1659.48
PETE | 5005435 | 10.517.757 | GUIDE, DISPLACEMENT TUBE, NYLON, FOR LUBRICAT PUMP GRACO, MODEL 203-869E MANUFACTURER PART NO = 160-680 | 204RPBMLO0 | BALL MILL LUBE SYSTEM | 160-680 | 2FA24F13 | 6 | EA | 116.16
PETE | 5012779 | 10.517.767 | HAMMNER, FOR ERIEZ MODEL D55HT VIBRATORS WITH S/N 270535, USED ON FOSTER WHEELER P.J.F.F. (BAGHOUSE) HOPPERS. | 203AHHPR01 | UNIT3 ASH HOPPER # 1, HOPPER HEATERS &; 3FA5001V-ASH GATE 3SV-FA5001-SOV 3TE-FF-1701A & B- RTD TEMP. DETS. 3LE-FF-1501-HH ASH LEVEL ELEMENT 3LE-FF-1601-H ASH LEVEL ELEMENT 3FF1301E-VIB. 3FF1401E-VIB. SEE ASSET NOTES FOR MFG PART NUMBERS. | 101929 | 2FA21H30 | 1 | EA | 319
PETE | 5008341 | 10.517.771 | HANDWHEEL, 24" FOR LIMITORQUE RECYCLE VALVE-TYPE SMC, SIZE 0, ORDER 166382, S/NC402002, USED ON PETE 3 SCRUBBER. |  |  | 5500-119 | SB3B1B5 | 2 | EA | 822
PETE | 5304002 | 10.517.786 | PLUNGER HANDLE, ITEM 13, FOR PETE 4 BURNER TILT LINKAGE. | 204BFCBA00 | A CORNER BURNERS, TILTS, LINKAGE, AND DRIVE UNIT | 903-1563-BA | 1FA6F45 | 2 | EA | 132.42
PETE | 5714316 | 10.517.790 | HANGER, BEARING, 16" DIA. X 3", STYLE 226, FOR PETE #4 CSI U-TROUGH FLYASH SCREW CONVEYORS. (LESS BEARING) | 204RWCB103 | CO-103 FLYASH SCREW CONV & BEARINGS MCC 101 FLYASH SCREW CONV CO-103 | 350006 | 2FA1G1 | 5 | EA | 2488.14
PETE | 5706478 | 10.517.798 | HATCH, INSPECTION, 8", AIR SLIDE, FOR SILO DISCHARGE CHUTE, USED ON PETE #3 IUCS/CSI TRAIN FLYASH LOAD-OUT STATION, DCL MODEL #FC14-10-2111126*B10GQUV, JOB #J015713, S/N 20578001, TAG #M002. | 203RWTLS01 | UNIT 3 FLYASH SILO DCL TRAIN LOADOUT STATION | IH08 | 2FA6G6 | 1 | EA | 72
PETE | 5301794 | 10.517.799 | HEAD ASSY, "DA", SERIES 2 "-600 FOR T-30 UNIT 3, RETRACTABLE SOOTBLOWER. | 203BSSBL01 | L-1 LONG RETRACT T 30 MARK 2 | 073828 (RIGHT HAND) | SB5A3B5 | 1 | EA | 5605.75
PETE | 5004609 | 10.517.802 | HEAD, HEAD ONLY, W/6 FT CABLE PIGTAIL, FOR TECTRON ENGINEERING, MODEL METAL, STYLE DETECTOR MANUFACTURER PART NO = P-510-2 | 204RPCVBMD | LIMESTONE CONVEYOR METAL DETECTOR SHUTS #2 LIMESTONE BELT DOWN IF METAL IS DETECTED | P-510-2 | 2FA16B32 | 1 | EA | 206
PETE | 5504182 | 10.517.803 | HEAD, STYLE C, FOR PARKER-HANNIFIN AIR CYL. MODEL #CDD2AS34, BORE 6.00, STROKE 61", GROUP 5 SEAL USED AS HOT AIR GATE OPERATOR ON PETE #3 & 4 PULVERIZERS S/N GG029528. | 203BFCM001 | 3-1 PULVERIZER *** CONFINED SPACE ENTRY *** *** FOR PYRITE SECTION ONLY - SEE NOTES PAGE 6 *** | 2P-C25A | 1FA12B9 | 5 | EA | 1418.8
PETE | 5305437 | 10.517.805 | HEAD, SAFE FLAME DETECTOR BODY, ASSEMBLY, W/ COLLIMATOR TUBE & LENS, FOR PETE #3 & #4 ABB C-E SVCS. FLAME SCANNER SYSTEM DETECTORS. | 203BFFSMAG | UNIT 3 FLAME SCANNER SYSTEM DETECTOR, TIPS, NOZZLES, TUBES AND ELECTRONICS | C10-97251 | 2FA25E25 | 2 | EA | 388
PETE | 5003746 | 10.517.806 | HEAD, INLET, FOR PETE #3 & #4 SCRUBBER MILL SLURRY HYDROCLONES, KREBS MODEL D6BB12DEG, S/N 20442-46. | 204RPMSH00 | MILL SLURRY HYDRACLONES AND TUB | 62-ST | SB3E2C3 | 0 | EA | 0
PETE | 5002423 | 10.517.808 | GASKET, INSULATOR, HIGH VOLTAGE, 13-1/2" X 16" X 1-1/4" WIDE X 1/4" THICK "ROUND", STYLE "M", 0-999#, ANCHOR 600-G, (NON-ASBESTOS), FOR PETE #3 & HTP #4 & #5 RESEARCH-COTTRELL ELECTROSTATIC PRECIPITATORS. | 203ENPRCP1 | UNIT 3 PRECIPITATOR 3-1 (SOUTH) INCLUDES CONTROLS, TR SETS, VIBRATORS, RAPPERS, DOORS, LOCKS AND HIGH VOLTAGE BUSHINGS. ***** CONFINED SPACE/SAFETY SEE NOTES PAGE 6 ***** | M-0-999 | 2FA9I7 | 24 | EA | 1248
PETE | 5301190 | 10.517.811 | GASKET, ITEM 27 DRAWING E 32789 REV 31 FOR T-30 M.K.11E COMBINATION RETRACTABLE/WALL BLOWER W/DA HEAD #3 UNIT. | 203BSSBL01 | L-1 LONG RETRACT T 30 MARK 2 | 032763 | 1FA3E9 | 92 | EA | 50.6
PETE | 5301632 | 10.517.812 | GASKET, ITEM 6, FOR COPES VULCAN INC, MODEL SOOTBLOWER. | 203BSSBA01 | A-1 "A" ROW WALL SOOTBLOWER | 198357 | 2FA19C1 | 20 | EA | 714.3
PETE | 5301104 | 10.517.813 | GASKET, LANCE, FOR T-30 MARK II RETRACTS, PETE #3. | 203BSSBL01 | L-1 LONG RETRACT T 30 MARK 2 | 269850 | 1FA3F2 | 6 | EA | 217.76
PETE | 5701080 | 10.517.826 | GASKET, NUVEYOR EXHAUSTER,FOR PERRY K #1-2-3-4 ASH SYSTEMS, PER U.C.C. PARTS LIST #P-751113-1 AND PETE #3 FLY ASH DIFFUSER (3-3802-1) |  |  | 408221-4 | 1FA3F14 | 238 | EA | 242.76
PETE | 5503934 | 10.517.827 | GASKET, OIL COOLER HEAD COVER, FOR DRIVE & BOWL ASSEMBLIES, USED ON EWS #7 & PETE #2 & #3 ABB C-E SVCS. COAL PULVERIZERS, MODELS 803RS, 823RPS & 903RP. | 203BFCM001 | 3-1 PULVERIZER *** CONFINED SPACE ENTRY *** *** FOR PYRITE SECTION ONLY - SEE NOTES PAGE 6 *** | 80-234 | 1FA12A3 | 4 | EA | 74
PETE | 5711337 | 10.517.835 | GASKET, RUBBER, STEEL REINFORCED, FOR 9" PIPE, USED ON PETE BOTTOM ASH SYSTEMS, PER UC PO 54674-4. | 203AHBGG0A | UNIT 3 (A) BOTTOM ASH HOPPER GRINDER | SK-408290 | 1FA21D4 | 4 | EA | 256.55
PETE | 5711342 | 10.517.836 | GASKET, PIPING, 12", RED RUBBER, STEEL REINFORCED, "L" {HIGH-TEMP}, FOR PETE TOP & BOTTOM ASH SYSTEMS. | 203AH00000 | UNIT 3 ASH HANDLING SYSTEM | 408287-1 | 1FA21E4 | 0 | EA | 0
PETE | 5702646 | 10.517.837 | GASKET, PIPING, 10", STEEL REINFORCED, "L", RED RUBBER, FOR EWS & PETE TOP & BOTTOM ASH SYSTEMS. | 203AHFFD00 | "D" ROW PRECIP FEEDERS D-25 THRU D-32 | SK-9588-P7 | 1FA21D4 | 16 | EA | 1593.37
PETE | 5304006 | 10.517.838 | GASKET FOR 16" DRESSER COUPLING, 16" OD PLAIN GRADE 27 (BUNA-S) GASKET, 5/8" X 1 3/16", (TAKES 2 PER COUPLING), FOR PETE 4 PULVERIZER FEED PIPES. | 204BFCM001 | 4-1 PULVERIZER *** CONFINED SPACE ENTRY *** *** FOR PYRITE SECTION ONLY - SEE NOTES PAGE 6 *** | 30380118001 | 1FA6C11 | 4 | EA | 340.28
PETE | 6001604 | 10.517.847 | GASKET, RELAY CAPSCREW, USED ON TC-3 FOR UNIT #3-B.S.B. TEMP CONTROLLER WKM P/N 383615 |  |  | 383615 | 2FA24G9 | 3 | EA | 2.97
PETE | 5711846 | 10.517.850 | GASKET, RED RUBBER, RING TYPE, 1/8" THICK X 14-5/8" OD X 10" ID, PER DETRICK DWG. #AB-0065, FOR PETE #1, #2 & #3 BOTTOM ASH SYSTEMS. | 201AHPGD00 | ASH DISCHARGE PIPING TO THE ASH DEWATERING SYSTEM | 18-0125-10X14-5/8 | 4FA54A7 | 7 | EA | 74.72
PETE | 5513231 | 10.517.852 | GASKET, RUBBER, FOR TAKE-UP SHAFT, USED ON PETE #3 & #4 S-E COAL FEEDER DOORS. | 203BFCF001 | 3-1 COAL FEEDER ********SEE EQUIPMENT NOTES PAGE 6 ********** ***NUCLEAR DENSITY GAGE ATTACHED TO PIPING*** | V409757.B01 | 2FA15E18 | 9 | EA | 192.55
PETE | 5702837 | 10.517.853 | GASKET, PT #SK-408071, FOR PRESSURIZED POKE HOLE USED ON ASH PIT HOPPER, EWS #7,PETE 3 | 203AHBAHA0 | UNIT 3 BOTTOM ASH SYSTEM A HOPPER AND ASSOCIATED EQUIPMENT | SK-408071 | 1FA3F24 | 4 | EA | 32.36
PETE | 5301009 | 10.517.862 | GASKET, SOOTBLOWER, FOR ROTARY GEARBOX COVER, USED ON RW-6E, PETE 4. | 204BSBA000 | UNIT 4 "A" ROW WALL SOOTBLOWERS. (A-1 THRU A-12) | 182501 | 1FA3D22 | 2 | EA | 95.5
PETE | 5711343 | 10.517.870 | GASKET, RUBBER, 14", FOR PETE #3 BOTTOM ASH DISCHARGE PIPING & PETE #3 IUCS FLYASH SILO, PER UC PO 54674-4. | 203AHPGFA0 | FLY ASH DISCHARGE PIPING TO SILO. | 408177 | 4FA54A3 | 3 | EA | 259.5
PETE | 5012327 | 10.517.880 | GASKET, TEFLON, FOR USE ON PLANT CEM ANALYZERS CALIBRATION GAS REGULATORS. | 203AHSWP01 | 3-1 ASH SLUICE PUMP | 665 | 1FA1B14 | 15 | EA | 47.4
PETE | 5721146 | 10.517.887 | GATE, 304 S.S., FABRI FIG. 37R304-12" FOR PETE #4 CSI SLIDE GATES FABRI-VALVE #06857, S/N 0718ABGF044205 & S/N 0718ABGF044206. | 204RDVY600 | THICKNER SLUDGE TRANSFER PP P411-2 DISC VV |  | 4FA5I25 | 1 | EA | 812.63
PETE | 5711477 | 10.517.888 | FACE, GATE, #2-20436-1 FOR DEWATERING BINS, 24" X 24" SLUICE GATE (5-2001-76). AS FURNISHED ON U.C.C. P.O. 54674-4 FOR ASH HANDLING SYS PETE#3. | 203AHBD001 | 3-1 DEWATERING BIN, GATES AND SCREENS | 2-204361 | SB5A2A2 | 2 | EA | 498
PETE | 5006066 | 10.517.889 | GATE, E317L, FOR CLARKSON COMPANY, MODEL 20, MODEL KNIFE GATE MANUFACTURERPART NO = 3468-4 | 204RDVYQ1A | A-1 QUENCHER PUMP A-1 DISCHARGE VALVE FV-304A | 3468-4 | SB1JC6 | 1 | EA | 1855.37
PETE | 5711013 | 10.517.890 | GATE, SLIDE, PT #3 PATT. #14727 SERIES, STAINLESS STEEL, FOR 9" A.E. VAC. BREAKER UNIT #2 ASH CONTR. A-60901. | 202AHVS002 | SV-2 OLD TOP ASH SEGRAGATING GATE TO THE OLD PRECIPITATOR HOPPERS. | 3 | 1FA7H18 | 2 | EA | 578
PETE | 4903399 | 10.517.892 | GATE, SAFETY, SELF CLOSING, SWING, 27" POWDER COATED YELLOW , USED ON LADDER OPENINGS, GENERAL PLANT. | 203RBSTIU0 | IUCS BUILDING | 500367 | SB1HA1 | 6 | EA | 1885.25
PETE | 5711771 | 10.517.893 | GATE, ITEM #47 FOR DEZURIK VALVE MODEL 9092956 SIZE 12 BODY 304 SUPP 100 SEAT-AM TEM. 450 C.V. 5060 AG-9 & AG-10, UNIT #3 P/N 1002782. | 203AHFU031 | 3-1 ROTARY DUSTLESS UNLOADER | G1002782 | 4FA54B6 | 2 | EA | 2656.89
PETE | 5711437 | 10.517.895 | GATE, ROTARY DISC, 8", FOR PETE #3 & #4 IUCS/CSI FLYASH SILOS & ROTARY FEEDERS, PER UC PO 54674-4. | 203RWFA000 | UNIT #3 FLYASH SILO INCLUDES SILO AND ALL ASSOCIATED EQUIPMENT BLOWERS, FEEDERS AND EQUIPMENT.. | 3-1956-239 | SB5A2A3 | 1 | EA | 1035
PETE | 4007412 | 10.517.915 | LAMPHOLDER, FLUORESCENT, MEDIUM BASE, BI-PIN, FOR PETE #1, #2 & #4 PLANT LIGHTING. | 203ELPR003 | UNIT 3 PRECIPITATORS LIGHTING INCLUDES LIGHTING 0N ALL UNIT 3 PRECIPITATORS | 13357UN | 1FA4D13 | 103 | EA | 169.95
PETE | 5711488 | 10.517.930 | HOPPER, INLET, #3-18200, AS FURNISHED ON U.C.C. P.O. 54674-4 FOR ASH HANDLING SYS PETE #3. | 203AHFHE01 | 3-1 ECONOMIZER HOPPER. | 3-18200 | SB1RD8 | 2 | EA | 299.42
PETE | 5617344 | 10.517.932 | HORN, ELEC., 120 VAC INCLUDING MOUNTING ACCESSORY WB, COLOR - GREY, USED ON COAL CONVEYOR START ALARM AND SCRUBBER BALL MILL START ALARM, FEDERAL SIGNAL CORP. MODEL 350, CAT. # 350-120-30 | 204RPBMC00 | BALL MILL CLUTCH | 350-120-30 | 2FA19A27 | 1 | EA | 96.47
PETE | 5305061 | 10.517.934 | HOSE, FLEX ASSY., (HOSES + ELBOWS), ARRANGEMENT #3, FOR PETE #2 EVER-KOOL OIL GUNS, MODEL WRTE, ABB C-E CONTRACT #160086008. (NOTE: {2} HOSES & {2} ELBOWS = {1} EA.) | 202BFWOG00 | WARMUP OIL GUNS LEVEL 1-2 | 902-0678-3 | 1FA13H5 | 4 | EA | 2032.12
PETE | 5304158 | 10.517.935 | HOSE, SPARK PLUG, FOR PETE #3 ABB C-E SVCS. PILOT OIL TORCH ASSEMBLY, DWG. D-906-541-6, MFT. P/N 1G-4197A. | 203BFIGL03 | LEVEL 3 IGNITORS INCLUDES A,B,C AND D CORNERS | 1G-4197A | 1FA6D14 | 1 | EA | 99
PETE | 5713436 | 10.517.936 | HOSE, 3/4" X 21" LONG, FLEXONICS, 401M SS, W/ 3000# FS THREADED UNION (WELDED TO HOSE ON ONE END), CS SCH 40 NIPPLE ON OTHER END, FOR PETE #4 CLINKER GRINDER SEAL WATER & ASH HOPPER PUMPS. | 203AHBGG0A | UNIT 3 (A) BOTTOM ASH HOPPER GRINDER |  | 4FA5H10 | 2 | EA | 270.09
PETE | 5713439 | 10.517.940 | HOSE, FLEX, 1/2" X 15" OAL, FLEXONICS, 401M, W/ 3000# FS THREAD UNION ON ONE END & CS SCH. 40 NIPPLE ON OTHER END, FOR PETE #4 TOP ASH NUVA FEEDERS. | 203AHFFA01 | A-1 PRECIP HOPPER AND NUVA FEEDER |  | 4FA5C14 | 4 | EA | 297.31
PETE | 5513948 | 10.517.954 | HOSE, FLEX, METAL, 1" X 86" LONG, W/ FITTINGS ON BOTH ENDS, FOR PETE #3 & #4 ABB C-E SVCS. MODEL 903RP COAL PULVERIZERS. | 203BFCM001 | 3-1 PULVERIZER *** CONFINED SPACE ENTRY *** *** FOR PYRITE SECTION ONLY - SEE NOTES PAGE 6 *** | MP-8803-D | SB3C2B6 | 6 | EA | 2936.71
PETE | 5513752 | 10.517.955 | HOSE, FLEX, 15" OVERALL LENGTH, FOR 21" PULVERIZER DISCHARGE VALVE, USED ON PETE #3 & #4 ABB C-E SVCS. MODEL 903RP COAL PULVERIZERS, S/N 73831-73836. | 203BFPG001 | 3-1 MILL MULTIPORT ASSEMBLY & DISCH VALVES | MP-9585 | 1FA13A8 | 3 | EA | 259.41
PETE | 5513577 | 10.517.956 | HOSE, FLEX, 2" ID X 18" LONG, FOR SEAL AIR DISCHARGE VALVES, USED ON PETE #2 ABB C-E SVCS. MODEL 823RPS COAL PULVERIZERS, S/N 66810-66814. | 203BFCM001 | 3-1 PULVERIZER *** CONFINED SPACE ENTRY *** *** FOR PYRITE SECTION ONLY - SEE NOTES PAGE 6 *** | MP-8793-A | 1FA12B15 | 2 | EA | 623.59
PETE | 5013398 | 10.517.957 | HOSE, FLEX, 3/4" X 12", USED ON BOOSTER FANS, PETE UNIT 4 FGD, LUBE OIL SYSTEM, DWG# 23999S1, S/N P208305. | 204RFBF001 | 4-1 BOOSTER FAN, WHEEL & BEARINGS *** CONFINED SPACE ENTRY *** SEE NOTES PAGE 6 *** | 3/4'' X 1/2'' | 1FA11F31 | 1 | EA | 145
PETE | 5304155 | 10.517.958 | HOSE, BURNER, FLEX-METAL, 3/8" X 4', FOR PETE UNITS ABB C-E SVCS. BOILER FUEL PILOT OIL TORCH, MFT. P/N 1G-1203. | 203BFIGL03 | LEVEL 3 IGNITORS INCLUDES A,B,C AND D CORNERS | 1G-1203 | 1FA6H5 | 61 | EA | 3469.07
PETE | 5305443 | 10.517.961 | HOSE, FLEXIBLE, "L", SPECIAL, 52" LONG, FOR PETE ABB C-E SVCS. FLAME SCANNERS. | 203BFFSMAG | UNIT 3 FLAME SCANNER SYSTEM DETECTOR, TIPS, NOZZLES, TUBES AND ELECTRONICS | 9840477-S | 4FA55A8 | 5 | EA | 750
PETE | 5721664 | 10.517.963 | HOSE, THERMO PLASTIC, 96" L, 1/2" WITH 1/2" TUBE ADAPTER ENDS, USED ON PETE 2&4 BOTTOM ASH SLIDE GATE KERRY ACTUATOR HYDRAULIC UNITS. | 204AHBAHB0 | UNIT 4 BOTTOM ASH SYSTEM B HOPPER AND ASSOCIATED EQUIPMENT | SS-8R8TA8TA8-96 | SB3B2B7 | 2 | EA | 434.49
PETE | 5012930 | 10.517.964 | HOSE, HYDRAULIC, 1.00 X 28.00, FOR INGERSOL RAND MODEL A75i-A125 COMPRESSORS, USED ON PETE 2 & 3 BAGHOUSE INSTRUMENT AIR COMPRESSORS. | 203BCOMP01 | UNIT 3 FABRIC FILTER COMPARTMENT #1, CONTAINS 34 ROWS OF 40 FILTER BAGS SUPPORTED ON WIRE CAGES, TOTAL OF 1360 BAGS. BAGS ARE 29.75' LONG, 5" DIAMETER. COMPARTMENTS ARE NUMBERED SO. TO NO., EAST TO WEST, S.E. IS #1, N.E.. IS #2. 2PI-FF-1801 DIFF.PRESS.GA | 42707364 | SB1ID4 | 2 | EA | 344
PETE | 5012926 | 10.517.965 | HOSE, HYDRAULIC, 1.00 X 32 ORFS, FOR INGERSOL RAND MODEL A75i-A125 COMPRESSORS, USED ON PETE 2 & 3 BAGHOUSE INSTRUMENT AIR COMPRESSORS. | 203BCOMP01 | UNIT 3 FABRIC FILTER COMPARTMENT #1, CONTAINS 34 ROWS OF 40 FILTER BAGS SUPPORTED ON WIRE CAGES, TOTAL OF 1360 BAGS. BAGS ARE 29.75' LONG, 5" DIAMETER. COMPARTMENTS ARE NUMBERED SO. TO NO., EAST TO WEST, S.E. IS #1, N.E.. IS #2. 2PI-FF-1801 DIFF.PRESS.GA | 24266207 | 2FA4I2 | 2 | EA | 418
PETE | 5003685 | 10.517.967 | HOSE, LUBRICATOR, 6 FT. LONG, FOR SINGLE LINE AUTO SPRAY PANEL, USED ON PETE #3 & #4 SCRUBBER BALL MILLS. | 203RPBMLO0 | BALL MILL LUBE SYSTEM M2-3 | J408 | 2FA14G20 | 0 | EA | 0
PETE | 3602047 | 10.517.969 | HOSE, SUMP, (VINYL SUCTION) SIZE- 2 X 25 FT | 203RMVL12A | LCV 120-A "A" MODULE MAKE-UP SLURRY VALVE. | SP1600-2'' | 4FA72 | 125 | FT | 426.92
PETE | 5513804 | 10.517.975 | HOSE, GREASE, 1/4" X 10 FT. LONG, BLACK COVER, FOR PETE #3 & #4 VOLUMETRIC COAL FEEDERS, S-E CO. SHOP ORDER #5124-3-1-6. | 203BFCF001 | 3-1 COAL FEEDER ********SEE EQUIPMENT NOTES PAGE 6 ********** ***NUCLEAR DENSITY GAGE ATTACHED TO PIPING*** | V402138.B01 | 2FA15D13 | 20 | FT | 84.19
PETE | 5004529 | 10.517.976 | HOSE, PUMP, NBR, USED ON WATSON MARLOW BREDEL SPX40, S/N 70092 & 70359, USED ON PETE #3 & #4 SCRUBBER SULFUR TRANSFER PUMPS. | 203RMPASP3 | SP-3 SULFUR PUMP | 80290 | 2FNWALL | 2 | EA | 1928.44
PETE | 5706450 | 10.517.977 | HOSE, RUBBER, REINFORCED, 300 PSI, 1" DIA. X 21 FT. LONG, FOR PETE #3 IUCS/CSI TRAIN FLYASH LOAD-OUT STATION, DCL MODEL #CFM330-1H14, JOB #J015716, S/N 20578004, TAG #M004 & PETE #3 SCRUBBER PRE-SAT NOZZLES. | 203RMNZP0A | "A" PRESAT SPRAY NOZZLES AND PIPING.. *** CONFINED SPACE ENTRY *** *** SEE NOTES PAGE 6 *** | 3204-1364 X 21 FT | 2FA57A3 | 42 | FT | 353.21
PETE | 5706891 | 10.517.978 | HOSE, SUPPLY, DB-60, W/1.5 FEM QD, USED ON PETE DUSTBOSS DUST CONTROL FANS. | 203RWDBF01 | DUST CONTROL FAN # 1 | 31-002164 DB-60 | 2FA7D8 | 1 | EA | 200.21
PETE | 5513485 | 10.517.979 | HOUSING, ASSEMBLY, FLAME SCANNER GUIDE PIPE END, FOR PETE #4 ABB C-E SVCS. BOILER FUEL SYSTEM CONTROLS. |  |  | 3A-3124-A | 1FA6C6 | 1 | EA | 417
PETE | 5513895 | 10.517.981 | HOUSING, UPPER JOURNAL, FOR PETE #3 & #4 ABB C-E SVCS. MODEL 903RP COAL PULVERIZERS. | 203BFCM001 | 3-1 PULVERIZER *** CONFINED SPACE ENTRY *** *** FOR PYRITE SECTION ONLY - SEE NOTES PAGE 6 *** | 94-142 | SB3L1B2 | 2 | EA | 13253.12
PETE | 3802238 | 10.517.986 | HOUSING, BALLAST, HAZLUX 3 SERIES, 150W, MULTI-TAP HPS. | 203ELSC003 | UNIT 3 SCRUBBER LIGHTINGING INCLUDES ALL UNIT 3 SCRUBBER LIGHTING (INDICATING LIGHTS NOT INCLUDED) | DS015H04R | 4FA71A2 | 29 | EA | 7851.17
PETE | 5513921 | 10.517.987 | COVER, VERTICAL SHAFT, UPPER BEARING HOUSING, FOR PETE #3 & #4 ABB C-E SVCS. MODEL 903RP COAL PULVERIZERS, S/N 73831-73836. | 203BFCM001 | 3-1 PULVERIZER *** CONFINED SPACE ENTRY *** *** FOR PYRITE SECTION ONLY - SEE NOTES PAGE 6 *** | 94-327 | SB3K1A2 | 1 | EA | 4985.24
PETE | 5005977 | 10.517.991 | DIP STICK HOUSING, PUMP BEARING, FOR PETE #4 - 44-03 & 44-04 SLURRY FEED PUMPS | 204SFP4403 | LIMESTONE SLURRY FEED PUMP & MOTOR, 44-03. | EY393K11 | 2FA19E29 | 1 | EA | 338.36
PETE | 6718014 | 10.517.997 | HOUSING, RADIAL BEARING, PATT 34-245, FOR LAWRENCE PUMPS, MODEL DD DOUBLE VOLUTE, TYPE 16, SER NO = 71513-1,2,3,4,5 | 203AHRWP01 | 3-1 ASH SLUICE RETURN WATER PUMP | 034-20467-A000 | SB5A3B9 | 2 | EA | 4780
PETE | 5513981 | 10.517.998 | HOUSING, BEARING, SHAFT DEFLECTOR, FOR PETE #3 & #4 ABB C-E SVCS. 903RP COAL PULVERIZERS. | 203BFCM001 | 3-1 PULVERIZER *** CONFINED SPACE ENTRY *** *** FOR PYRITE SECTION ONLY - SEE NOTES PAGE 6 *** | RO-68 | 1FA13F5 | 26 | EA | 4993.37
PETE | 6718005 | 10.518.001 | HOUSING, THRUST BEARING, PATT 34-243, FOR LAWRENCE PUMPS, MODEL DD DOUBLE VOLUTE, TYPE 16 MANUFACTURER PART NO = 034-25407-C000 SER NO = 71513-1,2,3,4,5 | 203AHRWP01 | 3-1 ASH SLUICE RETURN WATER PUMP | 034-25407-C000 | SB1NE3 | 3 | EA | 10956
PETE | 5513916 | 10.518.002 | HOUSING, UPPER BEARING, FOR 903 RPS, PULVERIZERS S/N'S 73831-32-33-34-35-36, MANUFACTURER PART NO = 94-113 | 203BFCM001 | 3-1 PULVERIZER *** CONFINED SPACE ENTRY *** *** FOR PYRITE SECTION ONLY - SEE NOTES PAGE 6 *** | 94-113 | SB3M2D3 | 2 | EA | 10881.78
PETE | 5513022 | 10.518.003 | WORM THRUST BEARING HSG/COV SHIM SET FOR PETE 3&4 COAL PULVERIZERS. | 203BFCM001 | 3-1 PULVERIZER *** CONFINED SPACE ENTRY *** *** FOR PYRITE SECTION ONLY - SEE NOTES PAGE 6 *** | MP-10233-Q | 2FA6B9 | 2 | EA | 440.91
PETE | 5301783 | 10.518.006 | HOUSING, GEAR, PT #195525 FOR THE ROTARY GEARBOX ON RW-6E WALL BLOWERS PETE 4 (LEFT HAND UNIT). | 204BSSBA01 | A-1 "A" ROW WALL SOOTBLOWER. | 195525 | 4FA52A6 | 1 | EA | 201.04
PETE | 5003818 | 10.518.007 | REDUCER, SPEED, WORMGEAR, INPUT RPM 1750, INPUT H.P. 9.8, OUTPUT TORQUE 4550 IN./LBS., RATIO 15.1:1, FOR PETE #4 CSI FLYASH SILO NORTH ROTARY FEEDER. | 203RWFARF0 | FLYASH ROTARY FEEDER AND MOTOR | 45001-LR15FE-760 ??? | SB3K2A2 | 1 | EA | 517.87
PETE | 5004671 | 10.518.008 | GEAR, SECONDARY, C60-B60, FOR PETE #3 IUCS THICKENER, EIMCO PROCESS EQUIPMENT TYPE C, W/ C60B2P RAKE DRIVE & CLD-60 LIFTING MECHANISM, S/N 76011-01. | 203RDTHDE0 | THICKNER DRIVE COMMON EQUIP & TORQUE DEVICE | 202806A1A | SB1FC7 | 1 | EA | 11755
PETE | 5301769 | 10.518.010 | GEAR, SPUR, FOR TRAVERSING GEAR BOX ON WALL BLOWER COPES VULCAN INC, MODELRW-6E MANUFACTURER PART NO = 182506 | 204BSSBA01 | A-1 "A" ROW WALL SOOTBLOWER. | 182506 | 2FA19D7 | 6 | EA | 191.22
PETE | 6006807 | 10.518.011 | GEAR, SPUR, FOR 10263/5 HONEYWELL ACTUATOR, USED ON PETE #3 & #4 L & N COMBUSTION CONTROL SYSTEMS. | 203BFDAC01 | 3-1 PULV COLD AIR DAMPER | 309570 | 1FA1G63 | 2 | EA | 581.06
PETE | 5301231 | 10.518.014 | GEAR, WORM, FOR COMBINATN RETRACTABLE WALL BLOWER COPES-VULCAN, MODEL MK-II, TYPE W/DA HEAD. | 203BSSBA01 | A-1 "A" ROW WALL SOOTBLOWER | 004676 | 1FA3F10 | 1 | EA | 74.61
PETE | 5301188 | 10.518.017 | GEAR, WORM (BRONZE) FOR COMBO RETRACTBL WALL BLOWR COPES-VULCAN, MODEL MK-II, TYPE W/DA HEAD. | 203BSSBL01 | L-1 LONG RETRACT T 30 MARK 2 | 178474 | 1FA3C11 | 2 | EA | 239
PETE | 5301736 | 10.518.018 | WORM, LEFT HAND, FOR ROTARY GEARBOX, FOR COPES-VULCAN, MODEL RW-6E BLOWER,USED PETE 4 MANUFACTURER PART NO = 195424 | 204BSSBA01 | A-1 "A" ROW WALL SOOTBLOWER. | 195424 | 2FA19J2 | 5 | EA | 145.85
PETE | 5706391 | 10.518.019 | GEAR, WORM, 16", 90T, LH, FOR FILTER DRUM, USED ON PETE #4 CSI VACUUM FILTERS, FL-102 (RH), DORR-OLIVER S/N CSP0000252-1. | 204RWVFFL1 | FL 101 VACUUM FILTER MCC 101 ROTARY VACUUM FILTER FL-101 ***CONFINED SPACE ENTRY***SEE NOTES PAGE 6*** | 4P5E10L | SB1BD7 | 1 | EA | 11370
PETE | 5301779 | 10.518.020 | GEAR, WORM, FOR TRAVERSING GEAR BOX ON WALL BLOWER COPES VULCAN INC, MODELRW-6E MANUFACTURER PART NO = 182480 | 204BSSBA01 | A-1 "A" ROW WALL SOOTBLOWER. | 182480 | 2FA19I5 | 6 | EA | 152.22
PETE | 5706392 | 10.518.021 | GEAR, WORM, 16", 90T, RH, FOR FILTER DRUM, USED ON PETE #4 CSI VACUUM FILTERS, FL-101 (LH), DORR-OLIVER S/N CSP0000252-1. |  |  | 202346A2A-SLC1 | SB1BD7 | 1 | EA | 12380.93
PETE | 5301175 | 10.518.022 | GEAR, WORM (STEEL) FOR COMBO RETRACTBL WALL BLOWER COPES-VULCAN, MODEL MK-II, TYPE W/DA HEAD. | 203BSSBL01 | L-1 LONG RETRACT T 30 MARK 2 | 013723 | 1FA3F6 | 2 | EA | 119.54
PETE | 5301197 | 10.518.025 | GEAR, CAST IRON, FOR COMB RETRACTABLE WALL BLOWER COPES-VULCAN, MODEL MK-II, TYPE W/DA HEAD MANUFACTURER PART NO = 32773 | 203BSSBL01 | L-1 LONG RETRACT T 30 MARK 2 | 32773 | 1FA3D7 | 2 | EA | 193.16
PETE | 5706418 | 10.518.027 | GEAR,DRIVEN, FOR MERRICK SPEED SENSOR MODEL 460 DS INTERDRIVE, USED FOR FGD WASTE STABILIZATION PLANT, PETE 4, MANUFACTURER PART NO. 103127, S/N 460-DS-17591/3 | 203RWBSWFS | WS-1B BELT SCALE(CO-1B) INCLUDES ELECTRONICS, WEIGHBRIDGE AND CONTROLS | 103127 | 2FA21G14 | 4 | EA | 109.76
PETE | 5706507 | 10.518.032 | GEAR REDUCER, COMPLETE W/ 2 HP - 40 RPM MOTOR (SEW EURODRIVE PARALLEL SHAFT, TEFC, SEVERE DUTY, NEMA B DESIGN, 1.15 SF, R57 GEARBOX, 3150 IN-LBS, 3/60/230/460V, DWG. #132-92-1-6204-40, FOR PETE #3 & #4 IUCS/CSI DAY TANK ROTARY FEEDERS. | 203RWFAFS0 | FLYASH DAY TANK ROTARY FEEDER AND AIR SLIDE | SAF37A | SB1EB10 | 1 | EA | 992.27
PETE | 5008044 | 10.518.034 | WORM & GEAR, (MATCHED SET) RH, FOR PETE #3 IUCS FL-1 & FL-2 VACUUM FILTERS, KOMLINE-SANDERSON KDF1289 & 1290. | 203RWVFFL1 | FL-1 VACUUM FILTER ***CONFINED SPACE ENTRY*** ***SEE NOTES PAGE 6*** | 43E1012 | SB1AE8 | 1 | EA | 17230
PETE | 5005512 | 10.518.038 | REDUCER, GEARBOX, 15:1 RATIO, W/ COUPLING, FOR PETE #4 IUCS/CSI THICKNER RAKE, GARDNER-DENVER MODEL CRB72-D | 204RDTHDE0 | THICKNER DRIVE MAIN BULL GEAR | 61-549776 | SB1FC11 | 2 | EA | 4439
PETE | 5706640 | 10.518.042 | GEARBOX, W/ DRIVESHAFT, 7080 SERIES, 38.1:1 RATIO, 1800 RPM INPUT, 45 RPM OUTPUT, CW ROTATION, FOR PETE #4 DEWATERING FILTER FEED TANK AGITATOR (FFA 44-1). | 272FFA4100 | FFA 44-01 FILTER FEED TANK AGITATOR | LIGHTNIN 75Q10 |  | 0 | EA | 0
PETE | 5706644 | 10.518.043 | GEARBOX, W/ DRIVESHAFT, 7080 SERIES, 88.3:1 RATIO, 1800 RPM INPUT, 20 RPM OUTPUT, CW ROTATION, FOR PETE #4 DEWATERING RECLAIM WATER TANK AGITATOR (RWA 44-1). | 272RWA4100 | RWA 44-01 RECLAIM WATER TANK AGITATOR | LIGHTNIN 77Q20 |  | 0 | EA | 0
PETE | 5005300 | 10.518.044 | GEARBOX, AGITATOR, HELICAL, EKATO MODEL, FOR PETE #4 SCRUBBER ABSORBER FEED TANK. | 204MXC01C3 | ABSORBER FEED TANK MIXER | 20177945 |  | 0 | EA | 0
PETE | 6626320 | 10.518.050 | MOTOR, GEAR, FOR GENERAL ELECTRIC COMPANY, S/N 170X583, UNIT 3 MANUFACTURER PART NO = 278A3369P1, 75 VDC. |  |  | 278A3369P1 | 2FA25G49 | 1 | EA | 578.23
PETE | 5005667 | 10.518.063 | GLAND, SPLIT (2-PIECE), W/ BOLTS & NUTS, FOR PETE #4 CSI RETURN WATER PUMPS, WARMAN PUMPS MODEL 8/6EAH. | 204RDRWP01 | P412-1 RETURN WATER PUMP | E044C23 | 2FA19A26 | 0 | EA | 0
PETE | 5003846 | 10.518.067 | GLAND, MECH SEAL, FOR PUMP WORTHINGTON PUMP, MODEL D-1011, TYPE 3X1.5X8 MANUFACTURER PART NO = 960216-03 SER NO = Y674242, MAX PRESS 275, IMP DIA 7.3 | 203RMMUP01 | 3-1 SLUDGE TREATMENT PUMP INCLUDES PUMP, MOTOR AND CONTROLS | ************************* | 2FA14E55 | 1 | EA | 827
PETE | 5513163 | 10.518.070 | GLAND, PACKING, FOR DISCHARGE VALVE, USED ON PETE #3 & #4 ABB C-E SVCS. MODEL 903RP COAL PULVERIZERS. | 203BFCM004 | 3-4 PULVERIZER *** CONFINED SPACE ENTRY *** *** FOR PYRITE SECTION ONLY - SEE NOTES PAGE 6 *** | 110-178-A | 1FA13B4 | 4 | EA | 540
PETE | 5005685 | 10.518.072 | GLAND, PUMP, 2-PIECE, FOR PETE #4 SCRUBBER DISPOSAL FEED PUMPS & PETE #4 CSI THICKNER SLUDGE TRANSFER PUMPS, WARMAN PUMPS MODEL 6/4DAH. | 203RDUFP3B | P7-3B UNDERFLOW PUMP INCLUDES PUMP, MOTOR AND CONTROLS | D044C23 | 2FA19A25 | 2 | EA | 670.28
PETE | 6501121 | 10.518.079 | GLASS, SIGHT USED ON UNIT 3 TURBINE DRIVEN BOILER FEED PUMPS OIL PURIFIER. ABB COMBUSTION ENG SVCS P/N 37166. |  |  |  | 2FA12E55 | 1 | EA | 21.15
PETE | 3803064 | 10.518.092 | GLOBE, REFRACTOR, FOR HIGH PRESSURE SODIUM FIXTURES. | 203ELSC003 | UNIT 3 SCRUBBER LIGHTINGING INCLUDES ALL UNIT 3 SCRUBBER LIGHTING (INDICATING LIGHTS NOT INCLUDED) | VGL31R5 | 4FA72B3 | 4 | EA | 748.88
PETE | 5003115 | 10.518.110 | IMPELLER, PUMP, NATURAL RUBBER, FOR PETE #3 & #4 SCRUBBER MAKE-UP SLURRY PUMPS & PETE #3 IUCS THICKNER UNDERFLOW & VACUUM FILTER PUMPS, WORTHINGTON PUMP MODEL 4-R-122, SIZE P5-3A, S/N B07531586. | 203RDUFP3A | P7-3A UNDERFLOW PUMP INCLUDES PUMP, MOTOR AND CONTROLS | 2104759-001 | SB3C1A7 | 2 | EA | 4250.58
PETE | 5004313 | 10.518.115 | IMPELLER, ASSY, FOR ARMCO AUTOMETRICS, MODEL PSM400, STYLE MONITOR MANUFACTURER PART NO = 780013JO-O1 | 203RPPSM00 | UNIT #3 BALLMILL PARTICLE SIZE MONITOR DENSITY AND GRIND SIZE DEVICE AND TRANSMITTER. | 780013J0-01 | 4FA50B10 | 1 | EA | 817.5
PETE | 5003946 | 10.518.119 | IMPELLER, 10IN 316 STAINLESS STEEL, ITEM 103, FOR DURIRON CO, TYPE 3X23-13/10 MANUFACTURER PART NO = CY 36850A-AS S/N 180393 | 203RWFRP5A | P5A FILTRATE PUMP | CY 36850A-AS | 2FA15G15 | 1 | EA | 927.74
PETE | 5706167 | 10.518.121 | INBOARD BEARING | 204RWDCS01 | IUCS/CSI ROTO-CLONE DUST COLLECTION SYSTEM FOR DUST COLLECTION OF CO-5A & CO-5B PUG MILL DUST COLLECTION ( NEW SYSTEM AT IUCS/CSI SEPT. 2018) | AEI-AXP-10065 | 2FA5H9 | 1 | EA | 2090.38
PETE | 5706859 | 10.518.128 | FLOW INDICATOR, S/N#100110581, USED AT PETE 4 GYPSUM FILTRATE PUMP AND CAKE WASH PUMP. | 272FCP4400 | FCP 44-04 GYPSUM DEWATERING UNIT #4 FILTER CAKE WASH PUMP | SN-BSE2GM-4-32V1.0-A4XR-1D | 2FA6A7 | 1 | EA | 585
PETE | 5706858 | 10.518.130 | FLOW INDICATOR, S/N#100110585, USED AT PETE 4 GYPSUM VACUUM PAN. | 204RDRWP01 | P412-1 RETURN WATER PUMP | MN-BSE15GM-8-32V1.0-A4XU-E-6D | 2FA6A8 | 1 | EA | 928.71
PETE | 5617347 | 10.518.132 | INDICATOR, BIN LEVEL, MONITOR MODEL KA W/115 V. (INCLUDES PADDLE) MOTOR USED ON PETE #3 MILL PYRITE HOPPER. | 203AHTKP01 | 3-1 PYRITE HOPPER AND CATEGORY'S OF THE HOPPER | 1-8301-1 & 1-4146 | 4FA54B8 | 2 | EA | 473.76
PETE | 6001944 | 10.518.140 | INDICATOR, ROTATIONAL DIRECTION #MM0013189 TYPE WE77-DRM VOLTS -110 VAC USED ON VIBRATION MONITORS FOR 4-2 MOTOR DRIVEN BOILER FEED PUMP HYDRAULICCOUPLING. |  |  | MM0013189 | 2FA21H34 | 1 | EA | 892.19
PETE | 5216377 | 10.518.143 | INDICATOR, HC900 CONTROLLER, POWER SUPPLY MODULE, FOR UNIT 3 SEAL WATER SYSTEM, HONEYWELL PT# HC900 |  |  | HC900 | 2FA9C13 | 1 | EA | 7500
PETE | 5216290 | 10.518.155 | INSERT, SEAL SYS, ENPRO, MODEL 7120HSAE PUMP, DESC 4-1&2 SEAL MANUFACTURERPART NO = W206259-000, S/N J2257-60 |  |  | W206259-000 | 2FA9F24 | 1 | EA | 16.64
PETE | 8504086 | 10.518.156 | INSERT, TOOL BIT, TYPE- GOLD COATED COROMANT MATERIAL- SANDVIK, #TNMG432, TNMG22, 04, 06#415-P -K15. |  |  | TG32O NC3225 | 1FA9E20 | 20 | EA | 124.1
PETE | 7005830 | 10.518.159 | INSERT, COUPLING, FOR L075 LOVEJOY COUPLING. | 203AHSWP01 | 3-1 ASH SLUICE PUMP | L075 | 1FA7F42 | 2 | EA | 5.7
PETE | 5307240 | 10.518.160 | INSERT, COUPLING, BUNA N, FOR LOVEJOY STYLE AL 100 COUPLING. | 203RDWSA33 | A3-3 WASTE SLURRY TANK AGITATOR & MOTOR | L099 | 2FA16E8 | 3 | EA | 34.61
PETE | 5706779 | 10.518.168 | INSERT, FRAME PLATE LINER, FOR MECHANICAL SEAL, USED ON PETE #4 DEWATERING FILTER FEED PUMPS, WARMAN PUMPS MODEL 4/3CAH. | 203RPSP03A | 3-A MAKE-UP SLURRY PUMP P5-3A (EAST PUMP) (PUMP CONNECTED TO SLURRY STORAGE TANK) | CAM3041-19A05 | 2FA6G20 | 2 | EA | 4469.86
PETE | 5711663 | 10.518.171 | INSERT, NOZZLE, FOR NOZZLE ASSY.(SK-4003-141-0-1-00-056 & 4003-141-0-1-10-069), USED ON PETE #3 & #4 BOTTOM ASH SYSTEMS, PER UC PO 54674-4. | 204AHNZ000 | BOTTOM ASH SYSTEM FLUSHING NOZZLES | SK-7756-P7 | 1FA3E32 | 9 | EA | 360
PETE | 5004028 | 10.518.172 | INSERT, SLEEVE, SURE FLEX, 1-PIECE SOLID, EPDM RUBBER, WOODS TYPE. | 203RPMSTK0 | STT-3-1 SLURRY TRANSFER TANK *** CONFINED SPACE ENTRY *** *** SEE NOTES PAGE 6 *** | 7JE | 2FA16B3 | 2 | EA | 55.44
PETE | 5002322 | 10.518.179 | INSULATOR, 15 HTP DRIVE, FOR SO2 SCRUBBER INSULATORS ANDCO, MODEL SFD30ABCD, UNIT SO2, MANUFACTURER PART NO = DM-1 SER NO = FD-30A | 203ENCNI00 | UNIT 3 ENVIROMENTAL SYSTEM INSTRUMENTS AND DEVICES INCLUDES ALL ENVIROMENTAL SYSTEM MEASURING, INDICATING, RECORDING OR CONTROLLING INSTRUMENTS. (DOES NOT INCLUDE GAS MONITORING EQUIPMENT) | DM-1 | 2FA9F51 | 24 | EA | 1.2
PETE | 5012586 | 10.518.186 | RAPPER SHAFT INSULATOR, 17.5" LONG, USED ON UNIT 4, 2014, E.S.P. UPGRADE. RAPPER PARTS | 204ENPRCP1 | UNIT 4 PRECIPITATOR 4-1 (SOUTH) INCLUDES CONTROLS, TR SETS, VIBRATORS, RAPPERS, DOORS, LOCKS AND HIGH VOLTAGE BUSHINGS. *********CONFINED SPACE SEE NOTES PAGE 6********* | 40463 | SB1EE7 | 26 | EA | 9490
PETE | 5002880 | 10.518.195 | INSULATOR, ALUMINA, (GLAZED), 14" OD X 12" ID X 24" LONG, FOR PETE #1 & #4 ENVIRONMENTAL ELEMENTS CO. ELECTROSTATIC PRECIPITATORS. | 204ENPRCP1 | UNIT 4 PRECIPITATOR 4-1 (SOUTH) INCLUDES CONTROLS, TR SETS, VIBRATORS, RAPPERS, DOORS, LOCKS AND HIGH VOLTAGE BUSHINGS. *********CONFINED SPACE SEE NOTES PAGE 6********* | PB2481-G (GLAZED) | SB1EE11 | 30 | EA | 61018.54
PETE | 5012609 | 10.518.197 | POST INSULATOR, USED ON UNITS 1 & 4, 2014, E.S.P. UPGRADE. | 204ENP0000 | UNIT 4 PRECIPITATORS (PARENT) INCLUDES CONTROLS, TR SETS, VIBRATORS, RAPPERS, DOORS, LOCKS AND HIGH VOLTAGE BUSHINGS. *********CONFINED SPACE SEE NOTES PAGE 6********* | 50349 | SB1JE2 | 10 | EA | 638
PETE | 5002882 | 10.518.198 | INSULATOR, STAND-OFF, FOR ENVIRONMENTAL ELEMENTS CO, USED 4 MANUFACTURER PART NO = WA17980 | 203ENPRCP1 | UNIT 3 PRECIPITATOR 3-1 (SOUTH) INCLUDES CONTROLS, TR SETS, VIBRATORS, RAPPERS, DOORS, LOCKS AND HIGH VOLTAGE BUSHINGS. ***** CONFINED SPACE/SAFETY SEE NOTES PAGE 6 ***** | WA17980 | SB3B1A3 | 5 | EA | 635.15
PETE | 5004139 | 10.518.204 | INTERDRIVE, 86:1 RATIO, 1750 RPM, 2730 TORQUE RELIANCE ELEC, MODEL 56CM16A, UNIT 3 SCRUBBER MANUFACTURER PART NO = 10111207-PB | 203RPWFB00 | LIMESTONE WF BELT, REDUCER, & ROLLERS M1-3. | 56CM16A | 4FA52A7 | 1 | EA | 433.98
PETE | 5005403 | 10.518.205 | INTERDRIVE, PARALLEL SHAFT, W/ FAN HOLES ON BOTH SIDES, FALK CORP. MODEL 1135YF1S, FOR PINION GEAR, USED ON PETE #3 & #4 SCRUBBER LIMESTONE BALL MILLS. | 203RPBM000 | M2-3 BALL MILL LINERS,SCREENS,AND INTERNALS | 1135YF1S | SB3P | 1 | EA | 37335.35
PETE | 5706349 | 10.518.206 | INTERDRIVE, SPEED REDUCER, 3" SHAFT MOUNT, FALK 5000 SERIES QUADRIVE, 45 RPM OUTPUT, FOR PETE #4 IUCS/CSI FLYASH SCREW CONVEYORS, CO-103 & CO-107. | 204RWCB103 | CO-103 FLYASH SCREW CONV & BEARINGS MCC 101 FLYASH SCREW CONV CO-103 |  | SB1AF3 | 3 | EA | 24255
PETE | 5402147 | 10.518.222 | HEATER, OVERLOAD, ITE CAT. #G30T14 FOR SERIES 5600 M.C.C.S PETE #3. |  |  |  | 2FA7E20 | 10 | EA | 19.6
PETE | 5402155 | 10.518.223 | HEATER, OVERLOAD, ITE CAT. #G30T36A FOR SERIES 5600 M.C.C.S PETE #3. |  |  |  | 2FA7E23 | 5 | EA | 37.7
PETE | 5402162 | 10.518.224 | HEATER, OVERLOAD, ITE CAT. #G30T48 FOR SERIES 5600 M.C.C.S PETE #3. |  |  |  | 2FA7F19 | 3 | EA | 42
PETE | 5402143 | 10.518.225 | HEATER, OVERLOAD, ITE CAT. #G30T6 FOR SERVICES 5600 M.C.C.S PETE #3. |  |  |  | 2FA7E19 | 3 | EA | 5.88
PETE | 7901516 | 10.518.227 | HEATER, STRIP, CHROMALOX #S-2401, 120 V., 1000 WATTS FOR BOTTOM ASH DEWATERING BINS, #3 UNIT F.G.D. SYSTEM. | 203AHBD001 | 3-1 DEWATERING BIN, GATES AND SCREENS |  | 2FA7I6 | 4 | EA | 221.8
PETE | 5007157 | 10.518.237 | HEATER, LUBRICATOR, 9.25 KW, 480V, 3 PH, 60HZ, 2-1/2 NPT CONNECTION, FOR PETE #3 & #4 SCRUBBER BOOSTER & REHEAT FANS, GLENN ELECTRIC MODEL STD25GPMDU. | 204RFBFLO1 | 4-1 BOOSTER FAN LUBE OIL SYSTEM | 3956830H007 | 4FA51A7 | 1 | EA | 1854.01
PETE | 5012649 | 10.518.240 | HEATER, HOPPER, "F", 4 PER HOPPER, 24" X 12", 411 WATTS, 200 VOLTS, 98 OHM, USED ON FOSTER WHEELER P.J.F.F., (BAGHOUSE) HOPPERS. | 203AHHPR01 | UNIT3 ASH HOPPER # 1, HOPPER HEATERS &; 3FA5001V-ASH GATE 3SV-FA5001-SOV 3TE-FF-1701A & B- RTD TEMP. DETS. 3LE-FF-1501-HH ASH LEVEL ELEMENT 3LE-FF-1601-H ASH LEVEL ELEMENT 3FF1301E-VIB. 3FF1401E-VIB. SEE ASSET NOTES FOR MFG PART NUMBERS. | D-7173-F | SB1GE11 | 4 | EA | 944
PETE | 5012671 | 10.518.241 | HEATER, HOPPER, "F", 2 PER HOPPER, 24" X 12", 530 WATTS, 236 VOLTS, 106 OHM, USED ON FOSTER WHEELER P.J.F.F., (BAGHOUSE) HOPPERS. | 203AHHPR02 | UNIT 3 ASH HOPPER # 2, HOPPER HEATERS &; 3FA5002V-ASH GATE 3SV-FA5002- SOV. 3TE-FF-1702A & B- RTD TEMP. DETS. 3LE-FF-1502-HH ASH LEVEL ELEMENT 3LE-FF-1602-H ASH LEVEL ELEMENT 3FF1302E-VIB. 3FF1402E-VIB. SEE ASSET NOTES FOR MFG PART NUMBERS. | D-7155-F | SB1GE10 | 2 | EA | 508
PETE | 5012645 | 10.518.242 | HEATER, HOPPER, "A" , 2 PER HOPPER, 24" X 12", 446 WATTS, 388 VOLTS, 337 OHM, USED ON FOSTER WHEELER P.J.F.F., (BAGHOUSE) HOPPERS. | 203AHHPR01 | UNIT3 ASH HOPPER # 1, HOPPER HEATERS &; 3FA5001V-ASH GATE 3SV-FA5001-SOV 3TE-FF-1701A & B- RTD TEMP. DETS. 3LE-FF-1501-HH ASH LEVEL ELEMENT 3LE-FF-1601-H ASH LEVEL ELEMENT 3FF1301E-VIB. 3FF1401E-VIB. SEE ASSET NOTES FOR MFG PART NUMBERS. | D-7173-A | SB1GE11 | 2 | EA | 524
PETE | 5012660 | 10.518.243 | HEATER, HOPPER, "TH", 3 PER HOPPER, 40" X 1", 110 WATTS, 94 VOLTS, 80 OHM, USED ON FOSTER WHEELER P.J.F.F., (BAGHOUSE) HOPPERS. | 203AHHPR01 | UNIT3 ASH HOPPER # 1, HOPPER HEATERS &; 3FA5001V-ASH GATE 3SV-FA5001-SOV 3TE-FF-1701A & B- RTD TEMP. DETS. 3LE-FF-1501-HH ASH LEVEL ELEMENT 3LE-FF-1601-H ASH LEVEL ELEMENT 3FF1301E-VIB. 3FF1401E-VIB. SEE ASSET NOTES FOR MFG PART NUMBERS. | D-7173-TH | 2FA4B32 | 3 | EA | 480
PETE | 5012669 | 10.518.244 | HEATER, HOPPER, "D", 2 PER HOPPER, 15" X 8", 185 WATTS, 136 VOLTS, 100 OHM, USED ON FOSTER WHEELER P.J.F.F., (BAGHOUSE) HOPPERS. | 203AHHPR02 | UNIT 3 ASH HOPPER # 2, HOPPER HEATERS &; 3FA5002V-ASH GATE 3SV-FA5002- SOV. 3TE-FF-1702A & B- RTD TEMP. DETS. 3LE-FF-1502-HH ASH LEVEL ELEMENT 3LE-FF-1602-H ASH LEVEL ELEMENT 3FF1302E-VIB. 3FF1402E-VIB. SEE ASSET NOTES FOR MFG PART NUMBERS. | D-7155-D | SB1GE10 | 1 | EA | 196
PETE | 5012650 | 10.518.245 | HEATER, HOPPER, "G", 1 PER HOPPER, 12" X 6", 79 WATTS, 77 VOLTS, 75 OHM, USED ON FOSTER WHEELER P.J.F.F. ( BAGHOUSE) HOPPERS. | 203AHHPR01 | UNIT3 ASH HOPPER # 1, HOPPER HEATERS &; 3FA5001V-ASH GATE 3SV-FA5001-SOV 3TE-FF-1701A & B- RTD TEMP. DETS. 3LE-FF-1501-HH ASH LEVEL ELEMENT 3LE-FF-1601-H ASH LEVEL ELEMENT 3FF1301E-VIB. 3FF1401E-VIB. SEE ASSET NOTES FOR MFG PART NUMBERS. | D-7173-G | SB1GE11 | 1 | EA | 158
PETE | 5012653 | 10.518.246 | HEATER, HOPPER, "K", 2 PER HOPPER, 15" X 8", 158 WATTS, 155 VOLTS, 152 OHM, USED ON FOSTER WHEELER, P.J.F.F., (BAGHOUSE) HOPPERS. | 203AHHPR01 | UNIT3 ASH HOPPER # 1, HOPPER HEATERS &; 3FA5001V-ASH GATE 3SV-FA5001-SOV 3TE-FF-1701A & B- RTD TEMP. DETS. 3LE-FF-1501-HH ASH LEVEL ELEMENT 3LE-FF-1601-H ASH LEVEL ELEMENT 3FF1301E-VIB. 3FF1401E-VIB. SEE ASSET NOTES FOR MFG PART NUMBERS. | D-7173-K | SB1GE11 | 2 | EA | 392
PETE | 5012676 | 10.518.247 | HEATER, HOPPER, "L" , 1 PER HOPPER, 54" X 10", 939 WATTS, 353 VOLTS, 133 OHM, USED ON FOSTER WHEELER P.J.F.F., (BAGHOUSE) HOPPERS | 203AHHPR02 | UNIT 3 ASH HOPPER # 2, HOPPER HEATERS &; 3FA5002V-ASH GATE 3SV-FA5002- SOV. 3TE-FF-1702A & B- RTD TEMP. DETS. 3LE-FF-1502-HH ASH LEVEL ELEMENT 3LE-FF-1602-H ASH LEVEL ELEMENT 3FF1302E-VIB. 3FF1402E-VIB. SEE ASSET NOTES FOR MFG PART NUMBERS. | D-7155-L | SB1GE10 | 1 | EA | 279
PETE | 5012656 | 10.518.248 | HEATER, HOPPER, "N", 4 PER HOPPER, 48" X 10", 685 WATTS, 480 VOLTS, 336 OHM, USED ON FOSTER WHEELER P.J.F.F., (BAGHOUSE) HOPPERS | 203AHHPR01 | UNIT3 ASH HOPPER # 1, HOPPER HEATERS &; 3FA5001V-ASH GATE 3SV-FA5001-SOV 3TE-FF-1701A & B- RTD TEMP. DETS. 3LE-FF-1501-HH ASH LEVEL ELEMENT 3LE-FF-1601-H ASH LEVEL ELEMENT 3FF1301E-VIB. 3FF1401E-VIB. SEE ASSET NOTES FOR MFG PART NUMBERS. | D-7173-N | SB1GE11 | 4 | EA | 1072
PETE | 5012680 | 10.518.249 | HEATER, HOPPER, "PT" , 3 PER HOPPER, 40" X 1", 115 WATTS, 75 VOLTS, 49 OHM, USED ON FOSTER WHEELER P.J.F.F., (BAGHOUSE) HOPPERS | 203AHHPR01 | UNIT3 ASH HOPPER # 1, HOPPER HEATERS &; 3FA5001V-ASH GATE 3SV-FA5001-SOV 3TE-FF-1701A & B- RTD TEMP. DETS. 3LE-FF-1501-HH ASH LEVEL ELEMENT 3LE-FF-1601-H ASH LEVEL ELEMENT 3FF1301E-VIB. 3FF1401E-VIB. SEE ASSET NOTES FOR MFG PART NUMBERS. | D-7155-PT | 2FA4B30 | 2 | EA | 336
PETE | 5012681 | 10.518.250 | HEATER, HOPPER, "Q", 1 PER HOPPER, 30"X 10". 515 WATTS, 480 VOLTS, 447 OHM, USED ON FOSTER WHEELER P.J.F.F. (BAGHOUSE) HOPPERS. | 203AHHPR02 | UNIT 3 ASH HOPPER # 2, HOPPER HEATERS &; 3FA5002V-ASH GATE 3SV-FA5002- SOV. 3TE-FF-1702A & B- RTD TEMP. DETS. 3LE-FF-1502-HH ASH LEVEL ELEMENT 3LE-FF-1602-H ASH LEVEL ELEMENT 3FF1302E-VIB. 3FF1402E-VIB. SEE ASSET NOTES FOR MFG PART NUMBERS. | D-7155-Q | SB1GE10 | 1 | EA | 238
PETE | 5402150 | 10.518.259 | HEATER, OVERLOAD ELEMENT, FOR PETE #3 SERIES 5600 MCC'S. |  |  | G30T20 | 2FA7E21 | 2 | EA | 49.6
PETE | 5402159 | 10.518.260 | HEATER, OVERLOAD, ITE CAT. #G30T42 FOR SERIES 5600 M.C.C.S PETE #3. |  |  | G30T42 | 2FA7E24 | 4 | EA | 16.32
PETE | 5006962 | 10.518.263 | HEATER, OVERLOAD, MCC, TYPE B, 3-POLE, FOR PETE SCRUBBERS, IUCS/CSI & DEWATERING MOTOR CONTROL CENTERS. | 204RELV411 | MOTOR CONTROL CENTER MCC S4-1-1 | BA23J | 2FA23B8 | 1 | EA | 96.44
PETE | 5006947 | 10.518.265 | HEATER, OVERLOAD, MCC, FOR PETE SCRUBBERS, IUCS/CSI & DEWATERING MOTOR CONTROL CENTERS. | 204RELV411 | MOTOR CONTROL CENTER MCC S4-1-1 | FH84 | 2FA23E13 | 8 | EA | 104.64
PETE | 5401919 | 10.518.266 | HEATER, THERMAL OVERLOAD TRIP, 7.26 - 8.14 AMP RANGE. | 203RMVFDB3 | FV-110-3B RECYCLE PUMP DISCHARGE VALVE | 10177H1035 | 2FA7F52 | 2 | EA | 133.18
PETE | 7901563 | 10.518.280 | HEATER, UNIT, #MUH10-4, WITH BUILT IN THERMOSTAT #MT-1, WITH #MMB-10 MOUNTING BRACKETS, 480V 3 PHASE 3-POLE 10 KW FOR PETE SCRUBBER | 203BHAIRMB | UNIT 3 FABRIC FILTER INSTRUMENT AIR COMPRESSORS AND DRYERS BUILDING INCLUDES; UNIT HEATERS, VENTILATION FAN AND DAMPERS, LIGHTING AND RECEPTICLES. | #MUH10-4, MT-1, MMB-10 | SB1IE1 | 10 | EA | 10001.18
PETE | 5012620 | 10.518.281 | 100 KW DUCT HEATER , USED ON UNITS 1 & 3, 2014, E.S.P. UPGRADE. PURGE AIR HEATING SYSTEM. | 203ENP0000 | UNIT 3 PRECIPITATORS INCLUDES CONTROLS, TR SETS, VIBRATORS, RAPPERS, DOORS, LOCKS AND HIGH VOLTAGE BUSHINGS. *********CONFINED SPACE SEE NOTES PAGE 6********* | 7383-605 | SB1FB5 | 1 | EA | 11780
PETE | 5012765 | 10.518.284 | CABINET HEATER, 120 VAC,, USED ON FOSTER WHEELER P.J.F.F., (BAGHOUSE) PULSE TIMER CONTROL CABINET. | 203BCOMP01 | UNIT 3 FABRIC FILTER COMPARTMENT #1, CONTAINS 34 ROWS OF 40 FILTER BAGS SUPPORTED ON WIRE CAGES, TOTAL OF 1360 BAGS. BAGS ARE 29.75' LONG, 5" DIAMETER. COMPARTMENTS ARE NUMBERED SO. TO NO., EAST TO WEST, S.E. IS #1, N.E.. IS #2. 2PI-FF-1801 DIFF.PRESS.GA | 17000305317 | 2FA4F32 | 3 | EA | 129.45
PETE | 5002356 | 10.518.288 | HEATER, TUBULAR, 470V, 800W, FOR PETE #3 ELECTROSTATIC PRECIPITATORS, RESEARCH-COTTRELL MODEL. | 203AHFFA01 | A-1 PRECIP HOPPER AND NUVA FEEDER | 63862-L2 | 4FA51A8 | 4 | EA | 368
PETE | 5711950 | 10.518.291 | HINGE, DOOR, FOR 24" DIA. ASH HOPPER DOOR, USED ON PETE #3 BOTTOM ASH SYSTEM. | 203AHBAHA0 | UNIT 3 BOTTOM ASH SYSTEM A HOPPER AND ASSOCIATED EQUIPMENT | 20281 | 4FA55A4 | 3 | EA | 648
PETE | 5704684 | 10.518.296 | HOLDBACK, STEPHENS-ADAMSON ENCLOSED ROLLER TYPE #HD-700 W/ 7" DIA.(-0 /+.003), BORE & KEY SEAT 1-3/4" X 5/8", 325 FT. LBS./ TORQUE,110 RPM MAX., FOR PETE 3A & 5A COAL CONVEYORS. | 266CA03ACB | 3A COAL CONVEYOR BELT *** SEE EQUIPMENT NOTES PAGE #6 *** * CUTTING & WELDING PERMIT REQUIRED * BEFORE ARC WELDING WITHIN 100 FEET OF DETECTOR. | HD700 | SB1GF11 | 1 | EA | 9575
PETE | 6626333 | 10.518.304 | HOLDER, COLLECTOR BRUSH, FOR PETE #3 & #4 G.E. TURBINES, S/N 170 X 583 / 755. (HOLDS 6 BRUSHES) |  |  | 0751E532-G002 | 2FA12A15 | 2 | EA | 6854.87
PETE | 6501166 | 10.518.312 | KIT, MINOR REPAIR FOR IGNITION OIL PUMP IMO DELAVAL, MODEL A6DB137 SER NO = 524813-2 |  |  |  | 2FA25A21 | 1 | EA | 124.33
PETE | 3914401 | 10.518.319 | KIT, REPAIR #103-291 FOR AIR OPERATED VALVES ON POWDEX SYS. MANUFACTURER PART NO. = 103-291 |  |  | 103-291 | 1FA10H66 | 2 | EA | 63.44
PETE | 5007203 | 10.518.336 | KIT, SPARE PT, STANDARD, FOR ACTUATOR, PLUG VALVE, SPRING RETURN, FOR METRIDYNE, MODEL MS627-40, SIZE PETE4 SO2, S/N 77068F31 & 77223F31 | 204RMLCAQL | A QUENCHER LEVEL CONTROL VALVE LCV308A |  | 4FA3D8 | 3 | EA | 482.16
PETE | 5005690 | 10.518.347 | LABYRINTH, FOR WARMAN PUMPS, MODEL 100RV-SPR, SIZE/DESC SUMP. | 204RBSU042 | P404-2 FGD AREA DRAINAGE SUMP PUMP. | RV062D81 | 2FA16A28 | 2 | EA | 387
PETE | 5706767 | 10.518.348 | LABYRINTH, BEARING, FOR PETE #4 DEWATERING FILTER FEED PUMPS, WARMAN PUMPS MODEL 4/3CAH. | 203RPSP03A | 3-A MAKE-UP SLURRY PUMP P5-3A (EAST PUMP) (PUMP CONNECTED TO SLURRY STORAGE TANK) | C062-10D81 | 2FA6F47 | 4 | EA | 558.8
PETE | 5005677 | 10.518.349 | LABYRINTH, PUMP, FOR PETE #3 & #4 IUCS/CSI FILTER FEED PUMPS, & THICKNER UNDERFLOW PUMPS, WARMAN MODEL 6/4DAH. | 203RWFP02A | P2A FILTER FEED PUMP AND MOTOR (EAST PUMP) | D062D81 | 2FA16B30 | 2 | EA | 623.8
PETE | 5005614 | 10.518.350 | LABYRINTH, PUMP, FOR PETE #4 SCRUBBER ABSORBER FEED PUMPS, WARMAN MODEL 450STL. | 204RMQFPA1 | P-402A-1 QUENCHER PUMP | S062D-10D81 | 2FA16G25 | 2 | EA | 1195.2
PETE | 5601759 | 10.518.359 | LAMP UNIT, BASIC (AUX AIR) MASTER SPEC. CODE #80 EA1 CE CONTRACT 173 PETE 3. |  |  |  | 2FA15F5 | 1 | EA | 11.32
PETE | 5601754 | 10.518.360 | LAMP, 24 VDC, DIALCO PT #507-3917-1431-600 (RED), PETE 3. |  |  |  | 1FA5E16 | 4 | EA | 40
PETE | 2609688 | 10.518.373 | LAMP, NEON PILOT 115 VAC GLO-DOT SERIES LENS COLOR-CLEAR 1D1 #2110A2 FOR UNIT 3ASH SYSTEM. |  |  |  | 1FA5F7 | 3 | EA | 5.4
PETE | 5002558 | 10.518.375 | LAMP, PILOT, ASSY, RED LENS, FOR HOPPER HIGH LEVEL, UNIT 3, DIALCO # 125- 1310-1191-403 | 203ENPRCP1 | UNIT 3 PRECIPITATOR 3-1 (SOUTH) INCLUDES CONTROLS, TR SETS, VIBRATORS, RAPPERS, DOORS, LOCKS AND HIGH VOLTAGE BUSHINGS. ***** CONFINED SPACE/SAFETY SEE NOTES PAGE 6 ***** | 125- 1310-1191-403 | 2FA16F53 | 16 | EA | 176.48
PETE | 5008014 | 10.518.376 | LAMP, PILOT, HORIZONTAL SPLIT,FOR PETE 4 FGD SYSTEM CONTROL BOARD DIALIGHTPART NO = 330-1421-177 |  |  | 330-1421-177 | 2FA24G14 | 4 | EA | 21.16
PETE | 5002510 | 10.518.377 | LAMP, RED, INDICATING UNIT, FOR ENVIRONMENTAL ELEMENTS CO, USED 4 MANUFACTURER PART NO = WA34646 | 204ENPRCP1 | UNIT 4 PRECIPITATOR 4-1 (SOUTH) INCLUDES CONTROLS, TR SETS, VIBRATORS, RAPPERS, DOORS, LOCKS AND HIGH VOLTAGE BUSHINGS. *********CONFINED SPACE SEE NOTES PAGE 6********* | WA34646 | 2FA21E2 | 1 | EA | 73.55
PETE | 5002511 | 10.518.378 | LAMP, WHITE, INDICATING UNIT, FOR ENVIRONMENTAL ELEMENTS CO, USED 4 MANUFACTURER PART NO = WA34645 | 204ENPRCP1 | UNIT 4 PRECIPITATOR 4-1 (SOUTH) INCLUDES CONTROLS, TR SETS, VIBRATORS, RAPPERS, DOORS, LOCKS AND HIGH VOLTAGE BUSHINGS. *********CONFINED SPACE SEE NOTES PAGE 6********* | WA34645 | 2FA21F2 | 1 | EA | 73.55
PETE | 5015750 | 10.518.381 | LAMP, FLUORESCENT, CFL, 2700K, USED IN PETE ACTIVATED CARBON SILOS. | 204EPACSILO | UNIT 4 POWDERED ACTIVATED CARBON STORAGE SILO, INCLUDES THE SILO STRUCTURE, THE BIN VENT FILTER, FILL LINE STRAINER ASSEMBLY, INTERIOR AND EXTERIOR LIGHTING AND RECEPTACLES. TANK WEIGHT - 724060 LBS. | CF26DD/827/ECO | 1FA5I10 | 28 | EA | 98.84
PETE | 2604275 | 10.518.387 | LAMP, H.P. SODIUM, MEDIUM BASE, 150 WATT, 55 VOLT, G.E. #LU-150/MED. | 203ELSC003 | UNIT 3 SCRUBBER LIGHTINGING INCLUDES ALL UNIT 3 SCRUBBER LIGHTING (INDICATING LIGHTS NOT INCLUDED) | LU150/55/MED | 2FA55A3 | 75 | EA | 714
PETE | 2604027 | 10.518.392 | LAMP, INCANDESCENT, EXT MOG END PRONG, 500 WATT, PAR 64, MED FLOOD, 125 V. | 203ELPR003 | UNIT 3 PRECIPITATORS LIGHTING INCLUDES LIGHTING 0N ALL UNIT 3 PRECIPITATORS | 500PAR64/MFL | 2FA55B2 | 9 | EA | 267.66
PETE | 2601057 | 10.518.394 | LAMP, INCANDESCENT MED. BASE, 100 WATT, A21, INSIDE FROST, ROUGH SERVICE, 130V. | 204RPCVB01 | #1 LIMESTONE CONVEYOR FEEDER BELT, ROLLERS | GE 100A/RS / 72527 | 2FA55A2 | 43 | EA | 43.86
PETE | 5617684 | 10.518.398 | LAMP, LED, GREEN, 120 VOLT, CANDELABRA BASE, USED ON UNITS 1-4 TO REPLACE CLEAR INCANDESCENT INDICATING LAMPS. SUNRAY 6S6G-120V-LED (DO NOT SUBSTITUTE) | 203RW00000 | UNIT 3 SCRUBBER WASTE SYSTEM (IUCS) | 6S6G-120V-LED | 2FA24B10 | 38 | EA | 366.26
PETE | 5706703 | 10.518.407 | HOUSING, INLET HEAD, STEEL, FOR PRIMARY HYDROCLONES, USED ON PETE #4 DEWATERING MILL SLURRY, KREBS CYCLONE MODEL GMAX6-3193, S/N G115252I THRU G115262I. | 203RPMSH00 | MILL SLURRY HYDROCLONES | G6-21B-ST | SB1GE4 | 2 | EA | 980
PETE | 5301828 | 10.518.412 | GEAR HOUSING, ITEM #1 FOR COPES-VULCAN SOOT BLOWERS RW5E WALL BLOWER PETE #3. | 203BSSBA01 | A-1 "A" ROW WALL SOOTBLOWER | 198347 | 2FA19I4 | 2 | EA | 2735.5
PETE | 5003042 | 10.518.413 | HOUSING, APEX VALVE, FOR PETE #3 & #4 SCRUBBER MILL SLURRY HYDROCLONES, KREBS ENGINEERS MODEL D6BB12DEG, S/N 20442-46. | 204RPMSH00 | MILL SLURRY HYDRACLONES AND TUB | 168AL (OBSOLETE) | SB3F1B2 | 0 | EA | 0
PETE | 5706713 | 10.518.415 | HOUSING, APEX, STEEL, FOR PRIMARY HYDROCLONES, USED ON PETE #4 DEWATERING MILL SLURRY, KREBS CYCLONE MODEL GMAX6-3193, S/N G115252I THRU G115262I. | 272PH15252 | PH 44-1-1 PRIMARY HYDROCLONE | G81-20A-ST | SB1GA3 | 2 | EA | 286
PETE | 5706709 | 10.518.417 | HOUSING, CONE, STEEL, FOR PRIMARY HYDROCLONES, USED ON PETE #4 DEWATERING MILL SLURRY, KREBS CYCLONE MODEL GMAX6-3193, S/N G115252I THRU G115262I. | 203MSH0003 | UNIT 3 MILL SLURRY HYDROCLONE #3 | G61-044130A-ST | SB1GE4 | 3 | EA | 546
PETE | 5704679 | 10.518.420 | HUB, SQUEEZE LOCK #4555, ROUGH BORE | 266CA03ACB | 3A COAL CONVEYOR BELT *** SEE EQUIPMENT NOTES PAGE #6 *** * CUTTING & WELDING PERMIT REQUIRED * BEFORE ARC WELDING WITHIN 100 FEET OF DETECTOR. |  | 2FA1G11 | 2 | EA | 112
PETE | 5721200 | 10.518.426 | HUB, 1/2 FOR LINK-BELT X-R 1 1/2 GEAR COUPLING WITH BOLTS, USED ON PETE 3 & 4 CLINKER GRINDER FLUID COUPLINGS. | 203AHBGG0A | UNIT 3 (A) BOTTOM ASH HOPPER GRINDER | L30IN78825 | 2FA11E23 | 3 | EA | 144.15
PETE | 5009950 | 10.518.427 | HUB, COUPLING, FALK 1040T10, 1.125 BORE DIA., ITEM #F13IL22251, USED ON UNITS 1& 2 FGD SCRUBBERS AND LIMESTONE PULVERIZER LOW PRESSURE LUBE PUMP, MOTOR HALF. | 204RPMSMX0 | MILL SLURRY MIXER MX-V406 | 0704606 | 2FA17B18 | 1 | EA | 53.25
PETE | 5513682 | 10.518.431 | HUB, OIL PUMP, N.I. MATERIAL, FOR PETE #2 ABB C-E SVCS. MODEL 823RPS COAL PULVERIZERS, S/N 66810-66814, REF. DWG. #B-80-121. | 203BFCM001 | 3-1 PULVERIZER *** CONFINED SPACE ENTRY *** *** FOR PYRITE SECTION ONLY - SEE NOTES PAGE 6 *** | 80-121A | SB3M1B1 | 2 | EA | 5195.24
PETE | 5513989 | 10.518.433 | HUB, BOWL, #94-299, FOR UNIT #3 PULVERIZERS, SIZE 903, C.E. | 203BFCM001 | 3-1 PULVERIZER *** CONFINED SPACE ENTRY *** *** FOR PYRITE SECTION ONLY - SEE NOTES PAGE 6 *** | 94-299 | SB3J | 0 | EA | 0
PETE | 7005803 | 10.518.434 | HUB, LOCK, EATON QD, SIZE J, BORE 3-15/16", KEYWAY 1" X 1/8", FOR PETE #2, #3 & #4 BOTTOM ASH GRINDERS. | 203AHBGG0A | UNIT 3 (A) BOTTOM ASH HOPPER GRINDER | JX3-15/16 BUSH | 1FA6G9 | 2 | EA | 234.97
PETE | 5704680 | 10.518.435 | HUB, SQUEEZE LOCK #3545A, ROUGH BORE. | 266CA05ACB | 5A COAL CONVEYOR BELT *** SEE EQUIPMENT NOTES PAGE #6 *** * CUTTING & WELDING PERMIT REQUIRED * | 3545A | 2FA1G10 | 2 | EA | 300.9
PETE | 5721036 | 10.518.438 | EXHAUSTER, HYDROVEYOR, 8", W/ 6 EA. 5/16" 416SS NOZZLES & 14 EA. 11/32" 416SS NOZZLES, FOR PETE #4 TOP ASH SYSTEM. | 204AHFAHP0 | PREC ASH HYDROVEYOR COMB TUBES AND NOZZLES | 5-1601-45-055 | SB1JF5 | 1 | EA | 5014
PETE | 5009501 | 10.518.443 | IDLER, ASSEMBLY, VARIABLE TROUGH, FMC P/N 3606-30. USED ON CNV 120-7 RECLAIM AND CNV 120-8 SILO FEED CONVEYORS UNIT 1 & 2 SCRUBBER. | 204RPCVB04 | #4 LIMESTONE CONVEYOR BELT, ROLLERS | 3606-30 | SB3D1B2 | 1 | EA | 355.15
PETE | 5706158 | 10.518.445 | IDLER, CARRIER, 5" DIA, 35 DEG, 30" BELT WIDTH | 204RWCB06A | CO-6A RADIAL STACKING CONVEYOR. | C5-35E-30 | SB1MA4 | 26 | EA | 3322.02
PETE | 5706161 | 10.518.446 | IDLER, RETURN TRAINNER, 5" CAN, 30" BELT WIDTH | 204RWCB06A | CO-6A RADIAL STACKING CONVEYOR. | C5-RETA-30 | SB1MC4 | 2 | EA | 610.94
PETE | 5714192 | 10.518.448 | IDLER, CARRIER GUIDE, 35 DEG., W/ 6" STEEL CANS, ABOVE DECK MOUNTING, FOR PETE 48" COAL CONVEYORS. "DO NOT SUBSTITUTE" | 266CB08BCB | 8B COAL CONVEYOR BELT *** SEE EQUIPMENT NOTES PAGE #6 *** * CUTTING & WELDING PERMIT REQUIRED * BEFORE ARC WELDING WITHIN 100 FEED OF DETECTOR. 8 B CONVEYOR TAKE UP WEIGHT IS 9,000# | D3632S-48 | SB3E2E2 | 4 | EA | 7871.41
PETE | 5004432 | 10.518.449 | IDLER, FLAT CARRIER ROLLER, 4" DIA. X 21" WIDE, FOR PETE #3 SCRUBBER BALL MILL WEIGHFEEDER CONVEYOR, RAMSEY MODEL MICROTECH 2000. | 203RPWFB00 | LIMESTONE WF BELT, REDUCER, & ROLLERS M1-3. | 99-000357 | 2FA19J17 | 6 | EA | 569.47
PETE | 5013464 | 10.518.450 | IDLER, ROLLER CONVEYOR, MERRICK WEIGH FEEDER, MODEL 450-36-G, S/N 30491, PETE 4 LIMESTONE PREP BLDG. | 204LSW4405 | LIMESTONE WEIGH FEEDER FOR BALLMILL 44-05 | N39191-1 | SB5A3A4 | 6 | EA | 1056.09
PETE | 5004046 | 10.518.451 | IDLER, RETURN, 5" X 24" WIDE, W/ 4-1/2" DROP, SEALED RUBBER DISC, FOR PETE #3 & #4 IUCS/CSI FILTER DISCHARGE CONVEYORS & PETE #1 & #2 DEWATERING CONVEYORS. | 203RWCB01A | CO-1A FILTER DISCH CONVEYOR | CS RETI 24 | SB3E2D4 | 0 | EA | 0
PETE | 5004052 | 10.518.456 | IDLER, RETURN TRAINING, 5" CAN X 30" WIDE, W/ RETAINING RUBBER DISC, FOR PETE #3 & #4 IUCS/CSI PRODUCT TRANSFER CONVEYORS. | 204RWCB05A | CO-5A PRODUCT TRANS CONVEYOR. | C3521-30 | SB3D1D1 | 2 | EA | 818.82
PETE | 5711182 | 10.518.457 | IDLER, TROUGHING, 20 DEG., W/ 6" DIA. STEEL CANS, FOR PETE 48" COAL CONVEYORS. "DO NOT SUBSTITUTE" | 266CA07ACB | 7A COAL CONVEYOR *** SEE EQUIPMENT NOTES PAGE #6 *** * CUTTING & WELDING PERMIT REQUIRED * | C3601S-48 | SB3D1D2 | 2 | EA | 1131.4
PETE | 5004038 | 10.518.468 | IMPELLER RELEASE RING | 203RMRCPA4 | RECYCLE PUMP P1-3-A4 | 02532085 | 1FA2G2 | 2 | EA | 14450.27
PETE | 6501147 | 10.518.469 | IMPELLER, #523613-01 USED ON UNIT #3 TURBINE DRIVEN BOILER FEED PUMPS OIL PURIFIER. |  |  |  | 2FA12F57 | 1 | EA | 126.35
PETE | 6501150 | 10.518.470 | IMPELLER, #523615-02 USED ON UNIT #3 TURBINE DRIVEN BOILER FEED PUMPS OIL PURIFIER. |  |  |  | 2FA12F58 | 1 | EA | 106.1
PETE | 5005312 | 10.518.478 | IMPELLER, PUMP, FOR DUECHTING PUMP MODEL MCC 500-800, USED ON PETE #4 SCRUBBER ABSORBER FEED PUMP. |  |  | 4.403785 | SB4FLOOR | 3 | EA | 62552.47
PETE | 5005959 | 10.518.479 | IMPELLER, PUMP, FOR PETE #4 SCRUBBER SULFITE PUMP, WARMAN PUMPS MODEL 4/3DAH. | 203RPSP03A | 3-A MAKE-UP SLURRY PUMP P5-3A (EAST PUMP) (PUMP CONNECTED TO SLURRY STORAGE TANK) | D3147BFA05 | SB1DE7 | 1 | EA | 1716.74
PETE | 5003664 | 10.518.486 | IMPELLER, PUMP, 5 VANE ITEM 101, 316SS, FOR PETE #3 IUCS RECLAIM WATER PUMPS, GOULDS PUMPS MODEL 3175M, 6 X 8 X 18, S/N 237B948. {TRIM TO 16.1875"} | 203RDRWP3A | P6-3A RECLAIM WATER PUMP INCLUDES PUMP, MOTOR AND CONTROLS | D00128A02 1203 | SB3E2D2 | 1 | EA | 7881.35
PETE | 5706773 | 10.518.489 | IMPELLER, 6VCG, BACK VANE FILL, DYNAMIC BALANCE, FOR PETE #4 DEWATERING FILTER FEED PUMPS, WARMAN PUMPS MODEL 4/3CAH. | 272FFP4100 | FFP 44-01 FILTER FEED PUMP | D3058BFA05D | SB1GE9 | 2 | EA | 3962.86
PETE | 5013443 | 10.518.490 | IMPELLER, 64VG, BVFLD/DYBAL, GSS-PHP 44-01/GSS-PHP 44-02, USED ON #4 SCRUBBER PRIMARY HYDROCLONE FEED PUMPS. | 204SFP4403 | LIMESTONE SLURRY FEED PUMP & MOTOR, 44-03. | E4058BFA49NE | SB1CB10 | 1 | EA | 5229.28
PETE | 5005704 | 10.518.493 | IMPELLER, HIGH CHROME, FOR SUMP PUMP, USED ON PETE #4 SCRUBBER DISPOSAL FEED TANK MIXER, WARMAN PUMPS MODEL 100RV-SPR. | 204RBSU041 | P404-1 FGD AREA DRAINAGE SUMP PUMP, LOCATED BETWEEN 4-2 ID FAN AND "C" QUENCHER SUMP | SPR10206AR55 (reinforced rubber) | SB1DE7 | 1 | EA | 1882.8
PETE | 5003134 | 10.518.496 | IMPELLER, NATURAL RUBBER, FOR PETE #3 SCRUBBER WASTE SLURRY PUMPS, WORTHINGTON PUMP MODEL 8-R-193, S/N B0753158, MFT. P/N 2104809-001. | 203RDWSP3A | WASTE SLURRY PUMP P3-3-A INCLUDES PUMP, MOTOR AND CONTROLS | 2104803-121 | SB3B1B7 | 0 | EA | 0
PETE | 5005722 | 10.518.504 | IMPELLER, PUMP, FOR PETE #4 IUCS/CSI THICKENER SUMP PUMP, WARMAN PUMPS MODEL 40PV-SPR. | 204RBSU041 | P404-1 FGD AREA DRAINAGE SUMP PUMP, LOCATED BETWEEN 4-2 ID FAN AND "C" QUENCHER SUMP | SPR4206R08 | 2FA16H21 | 2 | EA | 727.2
PETE | 5003855 | 10.518.506 | IMPELLER, 7.3IN TRIMMED, ITEM 2, FOR WORTHINGTON PUMP, TYPE 3X1-1/2X8 MANUFACTURER PART NO = 959375 S/N Y674242 | 203RMMUP01 | 3-1 SLUDGE TREATMENT PUMP INCLUDES PUMP, MOTOR AND CONTROLS | 959375 | 2FA14D33 | 1 | EA | 622.87
PETE | 5305449 | 10.518.507 | PILOT LIGHT, GREEN, FOR PETE 1,2,3,4 IGNITOR CONTROL CABINET. | 203BFOS000 | UNIT 3 BOILER IGNITION SYSTEM | P9PDNV0 | 2FA25G29 | 1 | EA | 27.45
PETE | 5607486 | 10.518.512 | LIGHT, PUSHBUTTON BOILER DIAGRAM, COPES VULCAN INC, MODEL TSDGC, FOR SOOTBLOWER CONTROL PANEL PETE 3. |  |  | 137478 | 2FA16D39 | 3 | EA | 68.46
PETE | 6718354 | 10.518.517 | LINE, RADIAL BEARING LUBE, FOR LAWRENCE PUMPS, MODEL DD DOUBLE VOLUTE, TYPE 16" MANUFACTURER PART NO = 042 SER NO = 71513-1/2/3/4/5 | 203AHRWP01 | 3-1 ASH SLUICE RETURN WATER PUMP |  | 2FA4G19 | 2 | EA | 517.3
PETE | 5004134 | 10.518.523 | LINER, FIRMEX, 4 FT. X 10 FT. X 5/8", POLY PLUS II, FOR CHUTE LINING, USED ON PETE GYPSUM STACKOUT CONVEYOR. | 203RWCB01B | CO-1B FILTER DISCH CONVEYOR. | 4X10X5/8 | SB2A1E5 | 80 | FT2 | 1930.4
PETE | 5003068 | 10.518.524 | SEGMENT, FILLING, 54" LONG (4'-6"), FOR FEED & DISCHARGE HEAD, USED ON PETE #3 & #4 SCRUBBER LIMESTONE BALL MILLS. | 203RPBM000 | M2-3 BALL MILL LINERS,SCREENS,AND INTERNALS | Q228762 (4'-6'' segment) | SB3K1B7 | 0 | EA | 0
PETE | 5317150 | 10.518.526 | LINER, FAN BEARING, (NDE - OUTBOARD), USED ON PETE 3 BOOSTER FANS. | 203RFBF001 | 3-1 BOOSTER FAN INCLUDES FAN WHEEL, HOUSING, LUBE OIL SYSTEM AND BEARINGS. NEW FAN 2015 FOR ECC PROJECT. *** CONFINED SPACE ENTRY *** SEE NOTES PAGE 6 *** | 697730 | SB1HB9 | 1 | EA | 27180
PETE | 5013390 | 10.518.529 | LINER, BEARING, (SHELL), FLOATING, USED ON BOOSTER FANS, PETE UNIT 4 FGD, DWG# P208305-D10-010002, S/N P208305. | 204RFBF001 | 4-1 BOOSTER FAN, WHEEL & BEARINGS *** CONFINED SPACE ENTRY *** SEE NOTES PAGE 6 *** | ERZLQ 28-335 LINER | SB1ED1 | 2 | EA | 31782.4
PETE | 5706710 | 10.518.532 | LINER, CYLINDER SECTION, BPC RUBBER, FOR PRIMARY HYDROCLONES, USED ON PETE #4 DEWATERING MILL SLURRY, KREBS CYCLONE MODEL GMAX6-3193, S/N G115252I THRU G115262I. | 203MSH0003 | UNIT 3 MILL SLURRY HYDROCLONE #3 | G62-044130-BPC | SB1GA3 | 3 | EA | 612
PETE | 5013545 | 10.518.533 | LINER, CYLINDER SECTION (UPPER), BPC RUBBER, FOR PRIMARY HYDROCLONES, USED ON EWS #7 & PETE #3 & #5 BALL MILLS, KREBS MODEL GMAX6, S/N (EWS - G091161U THRU G091170U). | 203MSH0003 | UNIT 3 MILL SLURRY HYDROCLONE #3 | G62-066045-BPC | SB3A1B1 | 6 | EA | 1209
PETE | 5706702 | 10.518.535 | LINER, TOP COVER PLATE, PBC RUBBER, FOR PRIMARY HYDROCLONES, USED ON PETE #4 DEWATERING MILL SLURRY, KREBS CYCLONE MODEL GMAX6-3193, S/N G115252I THRU G115262I. | 272PH15252 | PH 44-1-1 PRIMARY HYDROCLONE | G6-32-BPC | SB1GE3 | 3 | EA | 480.99
PETE | 5513196 | 10.518.541 | LINER, DEFLECTOR, CROWN 700, FOR PETE #3 & #4 ABB C-E SVCS. MODEL 903RP COAL PULVERIZERS, S/N 73831-73836. | 203BFCM001 | 3-1 PULVERIZER *** CONFINED SPACE ENTRY *** *** FOR PYRITE SECTION ONLY - SEE NOTES PAGE 6 *** | 94-1289 | SB3N1C2 | 5 | EA | 10455.51
PETE | 5513199 | 10.518.543 | LINER, DEFLECTOR, INTERMEDIATE, CROWN 700, FOR PETE #3 & #4 ABB C-E SVCS. MODEL 903RP COAL PULVERIZERS, S/N 73831-73836. | 203BFCM001 | 3-1 PULVERIZER *** CONFINED SPACE ENTRY *** *** FOR PYRITE SECTION ONLY - SEE NOTES PAGE 6 *** | 94-2106 | SB3K2C3 | 6 | EA | 9391.8
PETE | 5513271 | 10.518.545 | LINER, FRAME, JOURNAL OPENING, CROWN 700, FOR PETE #3 & #4 ABB C-E SVCS. MODEL 903RP COAL PULVERIZERS, S/N 73831-73836. | 203BFCM001 | 3-1 PULVERIZER *** CONFINED SPACE ENTRY *** *** FOR PYRITE SECTION ONLY - SEE NOTES PAGE 6 *** | 94-554-N | SB3M2B1 | 6 | EA | 1443.36
PETE | 5513267 | 10.518.547 | LINER, JOURNAL HEAD, CROWN 700, FOR PETE #3 & #4 ABB C-E SVCS. MODEL 903RP COAL PULVERIZERS, S/N 73831-73836. | 203BFCM001 | 3-1 PULVERIZER *** CONFINED SPACE ENTRY *** *** FOR PYRITE SECTION ONLY - SEE NOTES PAGE 6 *** | 94-1915 | SB3N1C3 | 8 | EA | 3281.03
PETE | 5513268 | 10.518.551 | LINER, JOURNAL OPENING FRAME, CROWN 700, FOR PETE #3 & #4 ABB C-E SVCS. MODEL 903RP COAL PULVERIZERS, S/N 73831-73836. | 203BFCM001 | 3-1 PULVERIZER *** CONFINED SPACE ENTRY *** *** FOR PYRITE SECTION ONLY - SEE NOTES PAGE 6 *** | 94-551-N | SB3M2C1 | 10 | EA | 1344.67
PETE | 5513660 | 10.518.554 | LINER, PULVERIZER, MILLSIDE BOTTOM, "45", FOR PETE #2 ABB C-E SVCS. MODEL 823RPS COAL PULVERIZERS, S/N 66810-66814. | 204BFCM001 | 4-1 PULVERIZER *** CONFINED SPACE ENTRY *** *** FOR PYRITE SECTION ONLY - SEE NOTES PAGE 6 *** | 86-225 | SB3N2B2 | 2 | EA | 1127.24
PETE | 5504288 | 10.518.556 | LINER, OUTLET PLATE, FOR PETE #3 & #4 ABB C-E SVCS. MODEL 903 COAL PULVERIZERS, S/N 73831-73836, MFT. P/N 94-499. | 204BFCM001 | 4-1 PULVERIZER *** CONFINED SPACE ENTRY *** *** FOR PYRITE SECTION ONLY - SEE NOTES PAGE 6 *** | 94-499 | SB3K2A3 | 4 | EA | 1519.6
PETE | 5513996 | 10.518.558 | LINER, SEPARATOR BODY, FOR PETE #3 & #4 ABB C-E SCVS. MODEL 903RP COAL PULVERIZERS, S/N 73831-73836. | 203BFCM001 | 3-1 PULVERIZER *** CONFINED SPACE ENTRY *** *** FOR PYRITE SECTION ONLY - SEE NOTES PAGE 6 *** | 94-1149 | SB3M2C1 | 9 | EA | 1861.02
PETE | 5005742 | 10.518.561 | BACKLINER, PUMP, FOR PETE #4 CSI DISPOSAL AREA SUMP PUMPS, WARMAN PUMPS MODEL 150SV-SPR. | 204RBSU101 | P410-1 DISPOSAL AREA DRAINAGE SUMP PUMP AND MOTOR LOCATED OUTSIDE BY #4 RETURN TANK | SPR15041R55 | SB3L2A3 | 2 | EA | 13009.65
PETE | 5009009 | 10.518.562 | LINER, COVER PLATE, FOR PETE #2 SCRUBBER ABSORBER BLEED PUMPS & PETE #4 CSI RETURN WATER & FILTER FEED PUMPS, WARMAN PUMPS MODEL 086FAH RAAJ 5310 & 8/6EAH. | 204RDRWP01 | P412-1 RETURN WATER PUMP | F6018R55 | SB1CC6 | 1 | EA | 1285.2
PETE | 5005624 | 10.518.563 | LINER, COVER PLATE, RUBBER, FOR PETE #4 SCRUBBER QUENCHER & ABSORBER FEED PUMPS, WARMAN MODEL 450STL. | 204RMQFPA1 | P-402A-1 QUENCHER PUMP | TL45018MX03 (URETHANE) | SB3Q2 | 1 | EA | 9255.33
PETE | 5005666 | 10.518.566 | LINER, FRAME PLATE, FOR PETE #4 CSI RETURN WATER & FILTER FEED PUMPS, WARMAN PUMPS MODEL 8/6EAH. | 204RDRWP01 | P412-1 RETURN WATER PUMP | F6036MR33 | SB1CB6 | 1 | EA | 2249.86
PETE | 5003279 | 10.518.567 | LINER, GLAND SIDE, CASE, RUBBER, FOR PETE #3 SCRUBBER RECYCLE PUMPS, DENVER MODEL SRL-C, 18 X 16 X 35, S/N 01-166483, ITEM #64-6. | 203RMRCPA1 | RECYCLE PUMP P1-3-A1 | 552956 | SB1BA4 | 1 | EA | 6233.9
PETE | 5721204 | 10.518.568 | LINER, INLET, 8", P/N 11241, NATURAL BLACK RUBBER, USED ON PETE #4 CSI RETURN WATER PUMPS. | 204RDRWP01 | P412-1 RETURN WATER PUMP | 11241 | SB3B2B3 | 0 | EA | 0
PETE | 5003277 | 10.518.570 | LINER, SUCTION SIDE, CASE, RUBBER, ITEM 77-6, FOR 18" X 16" X 35", FRAME 6, DENVER SRL-C PUMP, S/N 01-166483, FOR PETE #3 SCRUBBER RECYCLE PUMPS. | 203RMRCPA1 | RECYCLE PUMP P1-3-A1 | 552955 | SB1BA4 | 2 | EA | 11958
PETE | 5003278 | 10.518.571 | LINER, PUMP, THROAT RING, HI-CHROME, HC34 SUCTION, ITEM 78-6, FOR PETE #3 SCRUBBER RECYCLE PUMPS, 18" X 16" X 35", FRAME 6, DENVER SRL-C PUMP, S/N 01-166483, TAG (P1-3). | 203RMRCPA1 | RECYCLE PUMP P1-3-A1 | 720-005 | SB1DC7 | 2 | EA | 17284.31
PETE | 5003103 | 10.518.573 | LINER, TOP COVER PLATE, FOR PETE #3 & #4 SCRUBBER MILL SLURRY HYDROCLONES, KREBS ENGINEERS MODEL D6BB12DEG, S/N 20442-46. | 204RPMSH00 | MILL SLURRY HYDRACLONES AND TUB | 63R-BPC | SB3F1B1 | 0 | EA | 0
PETE | 5721208 | 10.518.574 | LINER, INLET, FOR GALIGHER CHECK VALVE 4", P/N 11101, NATURAL RUBBER USED ON FILTRATE SUMP PUMP, PETE 4. | 203RWFRP4A | P4A FILTRATE SUMP PUMP | 11141 | 2FA14H13 | 2 | EA | 330.36
PETE | 5513489 | 10.518.575 | LINER, TOP RH, FOR DISCHARGE VALVE, ABB COMBUSTION ENG SVCS, MODEL 903 BOWL MILL, AREA PETE 3&4, MANUFACTURER PART NO = 94-336 | 203BFPG001 | 3-1 MILL MULTIPORT ASSEMBLY & DISCH VALVES | 94-1083 | SB3M2B2 | 6 | EA | 952.02
PETE | 5013444 | 10.518.576 | LINER, VOLUTE, GSS-PHP 44-01/GSS-PHP 44-02, USED ON PETE #4 SCRUBBER PRIMARY HYDROCLONE & HSS #7 64DDAH GYPSUM SLURRY FILTER FEED PUMPS. | 204RDDFP01 | P-406-1 DISPOSAL FEED PUMP, MOTOR & MOTOR SPACE HEATER | E4110MA05 | SB1CE10 | 1 | EA | 4621.05
PETE | 5003107 | 10.518.577 | LINER, APEX, FOR PETE #3 & #4 SCRUBBER MILL SLURRY HYDROCLONES, KREBS ENGINEERS MODEL D6BB12DEG, S/N 20442-46. | 204RPMSH00 | MILL SLURRY HYDRACLONES AND TUB | 68R-BPC-2 | SB3F1B1 | 0 | EA | 0
PETE | 5513492 | 10.518.578 | LINER,BOTTOM LH,FOR DISCHARGE VALVE,ABB COMBUSTION ENG SVCS, MODEL 903 BOWL MILL, AREA PETE 3&4, MANUFACTURER PART NO = 94-335 | 203BFPG001 | 3-1 MILL MULTIPORT ASSEMBLY & DISCH VALVES | 94-335 | SB3M2A3 | 8 | EA | 2132.64
PETE | 5003101 | 10.518.582 | LINER, INLET HEAD, 2.2 SQUARE-IN NOZZLE ORIFICE, FOR PETE #3 & #4 SCRUBBER MILL SLURRY HYDROCLONES, KREBS ENGINEERS MODEL D6BB12DEG, S/N 20422-46. | 204RPMSH00 | MILL SLURRY HYDRACLONES AND TUB | 62R-BPC-2.2 | SB3F1B1 | 0 | EA | 0
PETE | 5005772 | 10.518.589 | LINER SET, (COMPLETE), W/ HARDWARE TO RELINE FEED, DISCHARGE HEAD & SHELL, W/ 6.5" X 6" LIFTER BARS IN FEED HEAD & FIRST TWO RINGS OF SHELL, (2) MAN DOORS ARE LINED OVER, FOR PETE #5 LIMESTONE BALL MILL, 3.4M X 7.5M. | 204BMS0000 | BALLMILL SYSTEM 44-05 | LINER SET (COMPLETE) | SB3 J | 0 | EA | 0
PETE | 5702828 | 10.518.590 | LINER, SIDE, RIGHT-HAND, FOR 24" X 24" SLUICE GATE (5-2001-80), USED ON EWS #7 & PETE #3 BOTTOM ASH HOPPER, PER UC DWG. #527-54411-2-E | 203AHBHH0A | UNIT 3 (A) BOTTOM ASH HOPPER ***CONFINED SPACE ENTRY*** ***SEE NOTES PAGE 6*** | 20262 | SB1RE7 | 1 | EA | 316
PETE | 5513694 | 10.518.593 | LINER, UPPER FRAME, FOR PENNSYLVANIA CRUSHER CORP. TK15-44D COAL CRUSHERS, 1-1 & 1-2, S/N 3107 & 08, DWG. #001416-4, ITEM #34, MFT. P/N 363417-16. (LEFT HAND) | 266CACC11C | 1-1 COAL CRUSHER *** SEE EQUIPMENT NOTES PAGE #6 *** * CUTTING & WELDING PERMIT REQUIRED * | 363417 16 | SB1OE5 | 3 | EA | 1521.12
PETE | 5513623 | 10.518.594 | LINER, HOPPER, (LEFT HAND), UPPER FRAME, FOR PENNSYLVANIA CRUSHER CORP. TK15-44D COAL CRUSHERS, 1-1 & 1-2, S/N 3107 & 08, DWG. #001414-4., ITEM #32. | 266CACC11C | 1-1 COAL CRUSHER *** SEE EQUIPMENT NOTES PAGE #6 *** * CUTTING & WELDING PERMIT REQUIRED * | 323107-16 | SB1QB2 | 2 | EA | 4563.9
PETE | 6106638 | 10.518.603 | LINK, CONNECTING, FOR FISCHER & PORTER CO., AREA PETE 3, STYLE BLR CIRC. PUMP COOLING H2O FLOW INDICATORS, MANUFACTURER PART NO = 649B042U01. |  |  |  | 1FA4E16 | 2 | EA | 52.18
PETE | 5706273 | 10.518.607 | INTERDRIVE, SPEED, DODGE DOUBLE REDUCTION,TAPER BUSHED TORQUE-ARM, SERIES TXT 825 WITH BACKSTOP. RATIO 24.62-1,- BORE 3 7/16" - INPUT SHAFT BORE 2 7/16" FOR C06 SLUDGE CONVEYOR, UNIT 3 & 4. |  |  |  | SB1JB5 | 1 | EA | 5028.74
PETE | 3910174 | 10.518.615 | INTERNAL ASSY, FOR 6" TECHNO CHECK VALVE GLAND STEAM EXHAUSTER PETE #3. | 202TCGSH01 | 2-1 GLAND STEAM EXHAUSTER INCLUDES 480V/MOTOR AND CONTROLS |  | 2FA23C11 | 2 | EA | 159.92
PETE | 5009269 | 10.518.620 | ISOLATION RING ASSEMBLY W/GAUGE, 4-1/2" SOLID FRT DIAL, 316L SS/316L SS TUBE/PROCESS, 1/2" NPT LOWER CONN, 0/100# RANGE, 80 WAFER, BUNA-N, 1/4" (F) NPT INST CONN, GLYCERIN FILL FLUID, INSTALLED W/20' 316L SS ARMOR CAPILLARY | 272RCP1200 | RCP 121-2 ABS ABSORBER RECYCLE PUMP. | KM3149 | 4FA50B10 | 2 | EA | 2248.86
PETE | 5005458 | 10.518.621 | ISOLATOR, VIBRATION, 10 FT. DIA., BIN ACTIVATOR, FOR PETE #4 SCRUBBER LIMESTONE SILO, S/N BA 821860. | 204RPSVA00 | LIMESTONE SILO BIN ACTIVATOR BA-401 |  | 4FA1G6 | 32 | EA | 1159.04
PETE | 5015864 | 10.518.626 | HEATING JACKET, #3 TUBE 9.25" | 203ENSHED2 | UNIT 3 FGD STACK PRIMARY CONTINUOUS PARTICULATE MONITOR SHELTER, MSI 05-0063. CONSISTS OF PARTICULATE MONITOR RACKS, DATA LOGGERS, AIR CLEAN-UP SYSTEM, FIRE DET. SYS., TOXIC GAS DET. SYS.,HVAC SYS., POWER DIST. PANEL, UPS'S, ALL LIGHTING AND RECEPTS. | 38-0171 | 1FA1B36 | 1 | EA | 469.98
PETE | 5003825 | 10.518.631 | JOINT, EXPANSION GARLOCK 8100-50 2" X 2" X 5" FACE TO FACE FOR #3 S02 SCRUBBER TRAPOUT TRAY HEADERS. | 203RMPGTOA | "A" MODULE TRAPOUT TRAY PIPING AND VALVES. | 8100-50 | 2FA7I8 | 6 | EA | 689.04
PETE | 5004013 | 10.518.634 | JOINT, EXPANSION, SINGLE ARCH, MASON "SAFEFLEX" 10" X 6" F-F SFEJ MODEL, EPDM/KEVLAR COVER/LINER RATED @ 235 PSIG @ 210 DEG F. "DO NOT SUBSTITUTE" | 203RDVF409 | FV 409-A WASTE SLURRY PUMP P3-3A SUCTION VALVE. | 98100-1020 | SB3C1B7 | 1 | EA | 1453.6
PETE | 5216283 | 10.518.636 | JOINT, UNIVERSAL S 20 60 80 AE AP, FOR ENPRO, MODEL 7120HSAE PUMP, SIZE/DESC 4-1&2 SEAL SYS. MANUFACTURER PART NO = W206185-000, S/N J2257-60 |  |  | W206185-000 | 2FA9F23 | 1 | EA | 33.08
PETE | 5711295 | 10.518.638 | JOINT, EXPANSION, 12", BELLOWS TYPE (LONG), FOR PETE #3 & #4 IUCS/CSI & PETE #3 FLYASH PIPING SYSTEMS. | 203AH00000 | UNIT 3 ASH HANDLING SYSTEM | 1730-239 | SB1AD1 | 1 | EA | 3622.7
PETE | 5003002 | 10.518.639 | JOINT, EXPANSION, 8" X 6" X 8", CONCENTRIC, MOLDED NEOPRENE, SINGLE OPEN ARCH, STANDARD DRILL, 225 DEG., 215 PSI, W/ RETAINING RINGS, FOR PETE #3 & #4 IUCS/CSI FILTER FEED & RETURN WATER PUMPS. | 203RDRWP3A | P6-3A RECLAIM WATER PUMP INCLUDES PUMP, MOTOR AND CONTROLS | RM200TC/333 | SB3F1C1 | 2 | EA | 4647.42
PETE | 5721188 | 10.518.643 | JOINT, EXPANSION, SPOOL TYPE, 6" ID X 6" FF, GARLOCK 206/HNBR W/KEVLAR CORD, RATED 300 DEG F, 300 # FLANGES, W/RETAINING RINGS, FOR #4 FLYASH BLOWER. | 203AHFB001 | 3-1 FLY ASH BLOWER ASSEMBLY | 206 | SB5A1A8 | 2 | EA | 1402
PETE | 5721662 | 10.518.644 | EXPANSION JOINT, 12", SPOOL TYPE, INCLUDE RETAINING RINGS ON EXPANSION JOINT, FOR PETE 3-1 FLY ASH BLOWER INLET TO THE COOLER. | 203AHFB001 | 3-1 FLY ASH BLOWER ASSEMBLY | 907081 | SB1AB4 | 1 | EA | 2047
PETE | 5005963 | 10.518.645 | JOINT, EXPANSION, 10" X 12" FF, SUPERFLEX STYLE 1000 EPDM TUBE & COVER, POLY REINFORCED TRIPLE ARCH FILLED, W/ 150# DUCK & RUBBER FLANGES, FOR PETE #4 SCRUBBER RETURN WATER LINE. | 204RMRWS05 | RECLAIM WATER TO UNIT 4 SCRUBBER ABSORBERS AND DISPOSAL FEED TANK | 102FEE10X12 | SB1AA7 | 5 | EA | 4925
PETE | 5005966 | 10.518.646 | JOINT, EXPANSION, 8" X 16" FF, SUPERFLEX STYLE 1000 EPDM TUBE & COVER, POLY REINFORCED TRIPLE ARCH FILLED, W/ 150# DUCK & RUBBER FLANGES, FOR PETE #4 SCRUBBER DISPOSAL FEED LINE. | 204RDPGDF0 | DISPOSAL FEED PIPING | 103FEE08X16 | SB1AA6 | 4 | EA | 4629.68
PETE | 5721054 | 10.518.650 | JOINT, EXPANSION, 12", RUBBER, W/ FILLED ARCH, FOR PETE #3 & #4 BOTTOM ASH SYSTEMS. | 203AHBGG0A | UNIT 3 (A) BOTTOM ASH HOPPER GRINDER | 173017-4 | 4FA53B3 | 3 | EA | 3516.37
PETE | 5003813 | 10.518.652 | JOINT, EXPANSION, 6" X 5" X 6" FF, W/ RETAINING RINGS, CONCENTRIC TAPER, FOR PETE #3 IUCS/ CSI UNDERFLOW PUMPS. "DO NOT SUBSTITUTE" | 203RDUFP3A | P7-3A UNDERFLOW PUMP INCLUDES PUMP, MOTOR AND CONTROLS | 204 OR HOLZ EQ | 4FA57A2 | 2 | EA | 5474.19
PETE | 5701008 | 10.518.653 | JOINT, EXPANSION, 8", USED ON PETE 2&3 BAGHOUSE ASH SYSTEM, PRESSUR3E CONVEYOR LINE SEGMENT 2. | 203BCOMP01 | UNIT 3 FABRIC FILTER COMPARTMENT #1, CONTAINS 34 ROWS OF 40 FILTER BAGS SUPPORTED ON WIRE CAGES, TOTAL OF 1360 BAGS. BAGS ARE 29.75' LONG, 5" DIAMETER. COMPARTMENTS ARE NUMBERED SO. TO NO., EAST TO WEST, S.E. IS #1, N.E.. IS #2. 2PI-FF-1801 DIFF.PRESS.GA | 1730-357-5 | SB1KD5 | 1 | EA | 1102
PETE | 5009271 | 10.518.654 | JOINT, EXPANSION, 8 X 6, FACE-TO-FACE, GARLOCK 206, CHLOR/POLY, 1 OPEN-ARCH, W/ RETAINING RINGS & CONTROL RODS, FOR PETE #1 & #2 SCRUBBER MAKE-UP & PROCESS WATER PUMPS. | 203RDPGRW0 | RECLAIM WATER PIPING | 206 | SB3Q1A3 | 2 | EA | 2177.94
PETE | 5706319 | 10.518.655 | JOINT, UNIVERSAL, P/N 5-178X FOR A SPICER DRIVELINE ASSEMBLY #81547A19A (13501075-0150-BSC) ON FL-1 & FL-2 VACUUM FILTERS, #3 SCRUBBER SLUDGE DISPOSAL. |  |  | S55AK71800 | 2FA15E49 | 1 | EA | 7.18
PETE | 5513730 | 10.518.656 | JOURNAL, ASSY., W/ GRINDING ROLL, TRUNNION ASSY., SPRING ADJUSTING ASSY. & OPENING COVER, "LESS HEAD", FOR PETE #3 & #4 ABB C-E SVCS. MODEL 903RP COAL PULVERIZERS, S/N 73831-73836. | 203BFCM001 | 3-1 PULVERIZER *** CONFINED SPACE ENTRY *** *** FOR PYRITE SECTION ONLY - SEE NOTES PAGE 6 *** | GP-3197-A |  | 0 | EA | 0
PETE | 5008588 | 10.518.658 | KEVLAR ROPE, .082" DIA. 5X3 TWIST, 10,000 FT PER SPOOL, USED ON PETE FL-101 & FL-102 FILTER DRUMS. | 203RWVFFL1 | FL-1 VACUUM FILTER ***CONFINED SPACE ENTRY*** ***SEE NOTES PAGE 6*** |  | 4FA50B1 | 2 | EA | 5821.76
PETE | 5706146 | 10.518.678 | KEY, FOR BM-D24828 REDUCER, USED ON 24" DIA. X 13'-6" LONG MIXER, #BM-D28458, S/N 10149, FOR PETE #3 & #4 SLUDGE WASTE TREATMENT, MFT. P/N D2086. | 203RWPM000 | PUG MILL | D2086 | 2FA15E39 | 0 | EA | 0
PETE | 5009035 | 10.518.684 | KEY, PUMP, SHAFT, METRIC FOR WARMAN PUMPS MODELS 064EAH RAAJ 5310 AND 064EAH RAAQ 6211 USED ON ABSORBER BLEED, MILL SLURRY, SEC. HYD. AND SLURRYFEED PUMPS UNIT 1 & 2. | 204SFP4403 | LIMESTONE SLURRY FEED PUMP & MOTOR, 44-03. | E070ME02 | 2FA14F35 | 1 | EA | 18
PETE | 5301605 | 10.518.687 | KEY, 1/8X1/8X1-1/16, ITEM 24, DWG E-160020, COPES-VULCAN, MODEL RW-5E SOOTBLOWER, UNIT 3 RETRACT. | 203BSSBA01 | A-1 "A" ROW WALL SOOTBLOWER | 004647 | 1FA4E14 | 11 | EA | 61.27
PETE | 5301601 | 10.518.689 | KEY, ITEM 25, DWG #E-160020. FOR RW-5E RETRACT SOOT BLOWERS, UNIT #3. | 203BSSBA01 | A-1 "A" ROW WALL SOOTBLOWER | 004500 | 1FA4E13 | 6 | EA | 15.84
PETE | 5603944 | 10.518.695 | KEY FOR FISHER CONTROL VALVE IN UNIT 4 MFG PART # L19856K0012 | 203AHV0381 | COV-2038-1 ASH HOPPER DOOR SLUICE NOZZEL WATER SUPPLY VALVE. | L19856K0012 | 2FA25H4 | 6 | EA | 97.5
PETE | 5721016 | 10.518.707 | MAGNET, PROXIMITY, GO SWITCH TARGET (GOES WITH STK #5721670). | 203AHCNIB0 | UNIT 3 ASH BOTTOM INSTRUMENTS, CONTROLS AND DEVICES INCLUDES ALL BOTTOM ASH SYSTEM MEASURING, INDICATING, RECORDING OR CONTROLLING INSTRUMENTS. | AMS4 | 2FA11F16 | 2 | EA | 105.77
PETE | 6001848 | 10.518.716 | MANIFOLD, 3-VALVE, BRASS BODY, O-RING PACKING, DELRIN SEAT, 1/4N FNPT X 1/4N FNPT, 3000 PSI, 200 DEG. F MAX, FOR PETE #4 PRESSURE TRANSMITTERS. |  |  | MM1RDB-2 | 2FA25G45 | 1 | EA | 207.65
PETE | 5205110 | 10.518.724 | MECHANICAL SEAL, GOULDS PUMP MDL #3196 STI 1X1.5-6, USED ON BLOWDOWN PUMP 1/2 | 245ZLDBBP1 | BRINE BLOWDOWN PUMP NO. "1", MOTOR, PIPING, VALVES, INSTRUMENTS AND CONTROLS. 9PMP-ZLD391 FED FROM WWTP 480V MCC 1 POSITION 06G 30 AMP BREAKER. | 724H643SL | 2FA22A11 | 1 | EA | 5495.5
PETE | 6001646 | 10.518.737 | METER, HORIZONTAL SCALE, MODEL 281, G.E., 4-20 D.C.M.A., 0 TO 100% USED ONPETE #4 FOR I.D. FAN & BOOSTER FAN INDICATORS. |  |  |  | 2FA24E10 | 1 | EA | 52.32
PETE | 5503780 | 10.518.743 | FLOWMETER, PURGEMETER, MILL DIFFERENTIAL PRESSURE REGULATION, RANGE 0-200, FOR PETE ABB C-E SVCS. COAL PULVERIZERS. | 203BFCM001 | 3-1 PULVERIZER *** CONFINED SPACE ENTRY *** *** FOR PYRITE SECTION ONLY - SEE NOTES PAGE 6 *** | A 10A6131MB2B1A00AAEXB1B3AD | 1FA12C16 | 2 | EA | 993.32
PETE | 6106633 | 10.518.744 | FLOWMETER, BROOKS MODEL 1358-V BRASS END FITTINGS 0-5 GPM WATER FOR UNIT 3IUCS SEAL WATER SYSTEM. |  |  | 1358E1E1EA1B1A | 2FA14G23 | 2 | EA | 426
PETE | 5013395 | 10.518.746 | FLOW METER, DE (DRIVE END) BEARING USED ON BOOSTER FANS, PETE UNIT 4 FGD, LUBE OIL SYSTEM, DWG# 23999S1, S/N P208305. | 204RFBF001 | 4-1 BOOSTER FAN, WHEEL & BEARINGS *** CONFINED SPACE ENTRY *** SEE NOTES PAGE 6 *** | H761A-010 | 1FA11G14 | 1 | EA | 450
PETE | 6001937 | 10.518.749 | METER, FREQUENCY VIBRATION, #MM0013157 TYPE 21500-00-32-10-02 USED ON VIBRATION MONITORS FOR 4-2 MOTOR DRIVEN BOILER FEED PUMP HYDRAULIC COUPLING. |  |  | MM0013157 | 2FA21G36 | 1 | EA | 477.92
PETE | 5303810 | 10.518.758 | MIRROR, INSPECTION, TELESCOPING, RECTANGULAR, 2-1/8" X 3-1/2" MIRROR, OVERALL LENGTH 11-1/4" EXTENDS TO 15-1/4", ULLMAN K-2 SERIES. |  |  | K-2 | 1FA9H1 | 23 | EA | 247.77
PETE | 5216367 | 10.518.760 | MIXER, GEAR DRIVE, FIXED MOUNT, 1/2 HP, TEFC MOTOR 30, 60HZ, 460V, 48" LG.SHAFT, 1 1/4" DIA., SINGLE 10 1/2" DIA. PROP. W/ANGLE RISER, WETTED PARTS 316 SS, PHILADELPHIA #POG-12 FOR ASSEMBLY, COAGULANT AID FEEDSKID-DWG., SER. #95AFC0544. | 203RPMSMX0 | SLURRY TRANSFER TANK AGITATOR | POG-12 | SB5A4B2 | 1 | EA | 2758
PETE | 5012595 | 10.518.764 | DSP CONTROL MODULE ASSEMBLY, USED ON UNITS 1 & 4, 2014, E.S.P. UPGRADE. POWERPLUS PARTS | 204ENP0000 | UNIT 4 PRECIPITATORS (PARENT) INCLUDES CONTROLS, TR SETS, VIBRATORS, RAPPERS, DOORS, LOCKS AND HIGH VOLTAGE BUSHINGS. *********CONFINED SPACE SEE NOTES PAGE 6********* | G20845-01 | 2FA21G39 | 1 | EA | 2300
PETE | 5207521 | 10.518.775 | MODULE, ANALOG INPUT, CONTROLLOGIX PLC, 8 CHANNEL, 36 PIN, ACCEPTS 8 DIFFERENT VOLTAGE/CURRENT INPUTS, HART PROTOCOL, I/O CARD, FOR USE ON AB CONTROLLOGIX CHASSIS, FOR UNIT 4 COOLING TOWER. |  |  | 1756-IF8H | 4FA5F8 | 2 | EA | 2399.12
PETE | 5704042 | 10.518.778 | MODULE, INPUT, AC DIGITAL, CONTROLLOGIX PLC, 16 INPUT, 20 PIN, 120 VAC, FOR ALLEN BRADLEY CONTROLLOGIX CHASSIS, USED ON EWS COAL HANDLING CONTROL CABINET " I/O PANEL 1" & PETE #4 COOLING TOWER. |  |  | 1756-IAI6 | 2FA11D35 | 2 | EA | 853.96
PETE | 2609596 | 10.518.828 | LAMP, MINIATURE, S.C.MIDGET FLANGED, .20 AMP, 6 VOLT, #328 |  |  | 328 | 1FA5B20 | 120 | EA | 72
PETE | 2609690 | 10.518.831 | LAMP, NEON PILOT 115AC GLO-DOT SERIES LENS COLOR-WHITE 1D1 #2110 A4 FOR UNIT 3 ASH SYSTEM. |  |  | 2110 A4 | 1FA5F7 | 7 | EA | 18.62
PETE | 2609583 | 10.518.832 | LAMP, PILOT, NEON GLOW, 105-125V, S.C. BAYONET MIN. USED ON PETE BAILEY COMPUTER AND AT RIVER AVE. CENTER. | 203RW00000 | UNIT 3 SCRUBBER WASTE SYSTEM (IUCS) | GE NE51 (B1A) | 1FA5B14 | 86 | EA | 26.66
PETE | 2609598 | 10.518.834 | LAMP, PILOT, MASTER LAMP #120 MB, MFG. CODE B5108 120 V., .025A., USED ON NO 1 TURBINE GEN AS INDICATOR LIGHTS. | 203AHFHCN0 | PRECIP HOPPER LEVEL DETECTORS | 120MB-1 | 1FA5C14 | 246 | EA | 189.42
PETE | 5301038 | 10.518.846 | LANCE TUBE FOR ALL LOCATIONS 10 THRU 15 L&R | 203BSSBL10 | L-10 ECONOMIZER SOOT BLOWER IK-525 |  | SB5C2B | 2 | EA | 3036.15
PETE | 5305408 | 10.518.872 | PUSHBUTTON LENS, GREEN COLOR, MOMENTARY, FOR PETE 1,2,3,4 IGNITOR CONTROL CABINET. | 203BFOS000 | UNIT 3 BOILER IGNITION SYSTEM | GE P9B01VN | 2FA25G29 | 1 | EA | 35
PETE | 5305421 | 10.518.877 | LENS, FLAME SCANNER, FOR PETE #1, #2, #3 & #4 ABB C-E SVCS. FLAME SCANNER SYSTEM DETECTORS. | 203BFFSMAG | UNIT 3 FLAME SCANNER SYSTEM DETECTOR, TIPS, NOZZLES, TUBES AND ELECTRONICS | C35-90398 | 1FA6E19 | 20 | EA | 731.4
PETE | 5002557 | 10.518.879 | LENS, RED, FOR DIALCO, MODEL HOPPER HIGH LEVEL, USED 3 MANUFACTURER PART NO = 120-1191-403 | 203ENPRCP1 | UNIT 3 PRECIPITATOR 3-1 (SOUTH) INCLUDES CONTROLS, TR SETS, VIBRATORS, RAPPERS, DOORS, LOCKS AND HIGH VOLTAGE BUSHINGS. ***** CONFINED SPACE/SAFETY SEE NOTES PAGE 6 ***** | 120-1191-403 | 2FA16F53 | 27 | EA | 236.25
PETE | 5301737 | 10.518.885 | LEVER, PART #181850 FOR HEAD OPERATOR ASSEMBLY ON RW-6E WALL DESLAGGER WITH LIMITED SWEEP (LEFT HAND UNITS) PETE 4. | 204BSSBA01 | A-1 "A" ROW WALL SOOTBLOWER. | 181850 | 2FA19I8 | 6 | EA | 251.52
PETE | 6106639 | 10.518.886 | LEVER, ASSY, FOR FISHCHER & PORTER CO, AREA PETE 3 STYLE BOILER CIRC. PUMPCOOLING H2O FLOW INDICATOR MANUFACTURER PART NO = 647A223U01 |  |  | ************************* | 1FA4E17 | 2 | EA | 27.1
PETE | 5610332 | 10.518.887 | ASSEMBLY, LEVER, LIMIT SWITCH, FOR PULVERIZER MILL DISCHARGE GATES, PETE 3& 4,NAMCO P/N EL090-53328. | 203BFPG005 | 3-5 MILL MULTIPORT ASSEMBLY & DISCH VALVES | EL090-53328 | 1FA6E19 | 2 | EA | 244.4
PETE | 5610347 | 10.518.888 | ASSEMBLY, LEVER, LIMIT SWITCH, ADJUSTABLE ROD, 0.375 DIA SHAFT, NAMCO P/N EL140-28901. | 204RPCVB01 | #1 LIMESTONE CONVEYOR FEEDER BELT, ROLLERS | EL140-28901 | 1FA3E19 | 2 | EA | 38
PETE | 5721130 | 10.518.890 | LEVER ASSY, W/BUSHING, U.C. #SK-4002-15 FOR 10" ROTARY DISC GATE ASSY. TOPASH ON PETE #3 & 4. |  |  | SK-4002-15 | 1FA6G24 | 2 | EA | 59.06
PETE | 6106640 | 10.518.892 | LEVER, ASSY, FOR FISCHER & PORTER CO., AREA PETE 3 BOILER CIRC. PUMP COOLING H2O FLOW INDICATORS MANUFACTURER PART NO = 647A204U01. |  |  |  | 1FA4E17 | 2 | EA | 19.58
PETE | 5305589 | 10.518.893 | LEVER, BELL CRANK, RIGHT HAND, FOR DIRECT DRIVE ADJUSTING MECHANISM, DWG #D-903-0238, USED ON PETE #1 & #3 ABB C-E SVCS. BOILER BURNER NOZZLES. | 201BFCBA00 | A CORNER BURNERS, TILTS, LINKAGE, AND DRIVE UNIT | 903-0238-AA | 1FA6B25 | 0 | EA | 0
PETE | 5305510 | 10.518.894 | LEVER, LEFT HAND, FOR BURNER TILT LINKAGE, DWG. #902-3207, USED ON PETE #2 & #3 ABB C-E SVCS. BOILER BURNER NOZZLES. | 203BFCBA00 | A CORNER BURNERS, TILTS, LINKAGE, AND DRIVE UNIT | 902-3207-BA | 1FA6G20 | 10 | EA | 3488.8
PETE | 5610398 | 10.518.895 | LEVER, OPERATING, FOR THE LIMIT SWITCHES ON PETE 4 SOOTBLOWERS. | 204BSSBA01 | A-1 "A" ROW WALL SOOTBLOWER. | 802T-W16 | 1FA6E22 | 4 | EA | 175.28
PETE | 5706477 | 10.518.896 | LEVER, ARM, LIMIT SWITCH, SLACK CABLE, FOR DCL UN800 LOADING SPOUT, USED ON PETE #3 IUCS TRAIN FLYASH LOAD-OUT STATION, DCL MODEL UN800EV-04-22111112-P1, JOB #J015720, S/N 20578008, TAG #M007. | 203RWTLS01 | UNIT 3 FLYASH SILO DCL TRAIN LOADOUT STATION | 6ZZ909A4 | 2FA6E10 | 1 | EA | 40
PETE | 5702202 | 10.518.897 | LEVER, VALVE, FOR UCC 8" TOTALLY ENCLOSED ASH SLUICE VALVE, USED ON PETE #3 BOTTOM ASH PYRITE SYSTEM. | 203AHTKP00 | UNIT 3 PYRITE HOLDING TANK. NORTH OF 3-6 PULV. | 1-402145-1 | 4FA53B2 | 2 | EA | 506.64
PETE | 5513237 | 10.518.899 | LEVER, DEFLECTOR LINK, W/.25"HEX.SOC. HD CAP SCREW 1.5", FOR ABB COMBUSTION ENG SVCS, MODEL RAYMOND 903 BOWL MILL,UNIT 3,MANUFACTURER PART NO = RO-69H | 203BFCM001 | 3-1 PULVERIZER *** CONFINED SPACE ENTRY *** *** FOR PYRITE SECTION ONLY - SEE NOTES PAGE 6 *** | RO-69H | 1FA13D13 | 36 | EA | 3599.01
PETE | 5305570 | 10.518.901 | LEVER, BELL CRANK, INDIRECT DRIVE, LEFT HAND, W/ LOOSE FIT STAINLESS STEEL BUSHING, FOR ADJUSTING MECHANISM, DWG #D-902-5943, USED ON PETE ABB C-E SVCS. BOILER BURNER COMPARTMENTS. | 203BFCBB00 | B CORNER BURNERS, TILTS, LINKAGE, AND DRIVE UNIT | 902-5943-HA | 1FA6H9 | 5 | EA | 2412.9
PETE | 5004008 | 10.518.908 | MOTOR, PUMP ABSORBER FD, 850 HP, 4000V, 1200 RPM, 4509 FRAME, TECO/WESTINGHOUSE TYPE W.S. | 204RMFPMA1 | ABSORBER FEED PUMP MOTOR ARS-M_P401A-1 | TYPE W.S. | SB4 | 1 | EA | 69025
PETE | 5605194 | 10.518.913 | MOTOR, TIMER, FOR INDUSTRIAL TIMER, TYPE SOOT CONTROL MANUFACTURER PART NO= 3-205 |  |  |  | 2FA7F49 | 3 | EA | 41.76
PETE | 5301695 | 10.518.914 | MOTOR, TRAVERSING, FOR WALL BLOWERS ABB COMBUSTION ENG SCVS, MODEL RW6E, UNIT 4 MANUFACTURER PART NO = 182393 | 203BSSBD01 | D-1 "D" ROW WALL SOOTBLOWER. |  | 4FA52A6 | 4 | EA | 955
PETE | 5012776 | 10.518.917 | MOTOR, 2 H.P., 230/460 VOLT, 3 PHASE, 900 RPM, 213T FRAME, TEFC, USED ON FOSTER WHEELER P.J.F.F. (BAGHOUSE) DAMPER ENCLOSURE AREA VENT FANS. | 203BCOMP01 | UNIT 3 FABRIC FILTER COMPARTMENT #1, CONTAINS 34 ROWS OF 40 FILTER BAGS SUPPORTED ON WIRE CAGES, TOTAL OF 1360 BAGS. BAGS ARE 29.75' LONG, 5" DIAMETER. COMPARTMENTS ARE NUMBERED SO. TO NO., EAST TO WEST, S.E. IS #1, N.E.. IS #2. 2PI-FF-1801 DIFF.PRESS.GA | E0028 | SB1HC5 | 1 | EA | 508.84
PETE | 6406811 | 10.518.926 | MOTOR, 480 VAC, 75 HP, 1800 RPM, 3 PHASE 60 HZ, 365T FRAME, NEMA B DESIGN, CLASS II, DIV I RATED MOTOR, W/120 V SPACE HEATERS. | 203BA4600C | 3BA4600C - UNIT 3 FABRIC FILTER BYPASS DAMPER SEAL AIR BLOWER AND MOTOR. 3BA4700Y - SEAL AIR BLOWER DAMPER, EFFOX, 36" ROUND. 3SV-BA-4700C - CLOSE SOLENOID 3SV-BA-4700O - OPEN SOLENOID 3ZS-BA-4700C - CLOSE LIMIT SW. 3ZS-BA-4700O - OPEN LIMIT SW. | XP0754-M2X |  | 1 | EA | 0
PETE | 5004488 | 10.518.929 | MOTOR, ELECTRIC-AC, 10 HP, 3475 RPM, 215T FRAME, HAZARDOUS DUTY, 230/460 VAC. | 203RGMOB0A | F60-3-A SEAL AIR BLOWER FOR 'A' MODULE OUTLET DAMPER FD-60A INCLUDES BLOWER HOUSING, BLOWER WHEEL, DUCT WORK, MOTOR AND ELECTRICAL CONTROLS. | X10E1B | SB1EE8 | 2 | EA | 1966
PETE | 5706245 | 10.518.935 | MOTOR, ELECTRIC-AC, 2 HP, 1725 RPM, 145T-6 FRAME, TYPE- TFGWB, DESIGN-B, CODE-K, AMPS-68/37, VOLTS 230/460, FOR DUCON 18" B-2 ROTARY FEEDER ASSY. 2T-1209, USED ON PETE #3 & #4 IUCS/CSI FLYASH SILOS. | 203RWFARF0 | FLYASH ROTARY FEEDER AND MOTOR | 705304 | SB1MA9 | 0 | EA | 0
PETE | 6407379 | 10.518.936 | MOTOR, ELECTRIC-AC, HORSEPOWER- 15, RPM- 1770 FRAME- 254T, 230/460 VOLTS, 39/19.5 AMPS, 3 PHASE, 6- HZ,TYPE K,CODE K,INSL CLASS F,SERVICE FACTOR 1 65 C RISE,CONTINUOUS DUTY | 204RWCB103 | CO-103 FLYASH SCREW CONV & BEARINGS MCC 101 FLYASH SCREW CONV CO-103 | 5K254BN2540 | SB1EC10 | 2 | EA | 2420.5
PETE | 6406343 | 10.518.948 | MOTOR, ELECTRIC-AC, HORSEPOWER- 5, RPM- 1750 FRAME- 184T, 230/460 VOLTS, 3PHASE, 60 HZ,SERVICE FACTOR 1.0, | 203RDWSA33 | A3-3 WASTE SLURRY TANK AGITATOR & MOTOR | EP0054 | SB1LD1 | 1 | EA | 412.46
PETE | 6407889 | 10.518.953 | MOTOR, ELECTRIC-AC, HORSEPOWER- 150, RPM- 1200, FRAME- 447T, 460 VOLTS, 3 PHASE, 60 HZ, 1.15 SERVICE FACTOR, INPRO SEAL IN DRIVE END, ROLLER BEARING. | 203RWVP06A | P6A FILTER VACUUM PUMP | B1506FLF4BSHD01 |  | 0 | EA | 0
PETE | 5015494 | 10.518.957 | MOTOR, ELECTRIC-AC, HORSEPOWER-60, RPM-3560, FRAME-364TS, 460V, 3PH, TEFC, USED ON PETE SBS REAGENT FEED PUMP. | 203AHFBS01 | 3-1 SILO FLUIDIZING BLOWER | SPEC #A36-5128-1559 |  | 0 | EA | 0
PETE | 5007090 | 10.518.959 | MOTOR, ELECTRIC-AC, 5 HP, 1800 RPM, 213TC FRAME, 460 VAC, 3-PHASE, 60HZ, TEFC, FOR PETE #4 IUCS/CSI THICKENER RAKE GEARBOX REDUCER, GARDNER-DENVER MODEL CRB72-D. | 204RDTHDE0 | THICKNER DRIVE MAIN BULL GEAR | 549777 (DWG. | SB1JD5 | 1 | EA | 1677.14
PETE | 5012911 | 10.518.969 | MOTOR, COOLING FAN, 2.2 KW, 230/460, FOR INGERSOLL RAND MODEL R75i-A125 COMPRESSOR, USED ON PETE 2&3 BAGHOUSE INSTRUMENT AIR COMPRESSORS. | 203BCOMP01 | UNIT 3 FABRIC FILTER COMPARTMENT #1, CONTAINS 34 ROWS OF 40 FILTER BAGS SUPPORTED ON WIRE CAGES, TOTAL OF 1360 BAGS. BAGS ARE 29.75' LONG, 5" DIAMETER. COMPARTMENTS ARE NUMBERED SO. TO NO., EAST TO WEST, S.E. IS #1, N.E.. IS #2. 2PI-FF-1801 DIFF.PRESS.GA | 23394273 | SB1ID4 | 1 | EA | 1303
PETE | 5012964 | 10.518.971 | MOTOR, 350 HP, 4160 VOLT, FOR BLOWER MODEL L42-GS9, RATED OPERATING CAPACITY 2904, RATED OPERATING PRESSURE 22 PSIG, USED ON PETE 2&3 BAGHOUSE FLYASH TRANSPORT BLOWERS. | 203AHAC000 | 3FA5002C- UNIT 3 FABRIC FILTER ASH TRANSPORT AIR BLOWER, INGERSOL RAND LCD42, 2813 AFCM @ 20 PSIG DISCHARGE 3PSFA5000-OIL PRESS SW. 3TSFA5001-DISC.TEMP.TRANS. 3TSFA5002-OIL TEMP.SW. | 24653305 | SB3FLOOR | 1 | EA | 40500
PETE | 7901526 | 10.518.972 | CUT-OUT, MOTOR, CHROMALOX #300049-200-006, PCN 808042, USED ON PETE HEATING - RELAY HOUSE HEATERS. |  |  | 300049-200-006 | 2FA23F1 | 2 | EA | 54
PETE | 5317138 | 10.518.977 | MOTOR BEARING LINERS (1 SET), HOWDEN DWG E2-96773, USED ON PETE 3 BOOSTER FANS. | 203RFBF001 | 3-1 BOOSTER FAN INCLUDES FAN WHEEL, HOUSING, LUBE OIL SYSTEM AND BEARINGS. NEW FAN 2015 FOR ECC PROJECT. *** CONFINED SPACE ENTRY *** SEE NOTES PAGE 6 *** | EMZLQ 18-200, EMZLB 18-100 | SB1KE5 | 1 | ST | 21260
PETE | 5601878 | 10.518.979 | MOTOR, 120 RPM, BECK DRIVE POSITIONERS, S/N 11-409-130823-01-0X, S/N 11-409-130823-06-0X, AND S/N 11-409-130823-15-0X, USED ON PETE 1 FD FAN INLET DAMPER, FD FAN OUTLET DAMPER AND ID FAN OUTLET DAMPER. |  |  | 20-2201-33 | 4FA5G32 | 1 | EA | 4175.5
PETE | 5004749 | 10.518.985 | MOTOR, 800 H.P,, 1800 RPM, 5012 FRAME, 3 PH, 2300/4000 VOLT, TEFC, BALDOR/RELIANCE WITH INTERNAL MOTOR HEATERS (REPLACEMENT MOTOR FOR PETERSBURG 3 SCRUBBER RECYCLE PUMPS P1-3-A4, B4, C4, D4. | 203RMRCPA4 | RECYCLE PUMP P1-3-A4 | EM50804L-2340 |  | 0 | EA | 0
PETE | 6406813 | 10.518.990 | MOTOR, 80 FT/LB STARTING TORQUE, 32 FT/LB RUNNING TORQUE, 40% RUN, 460 VOLT. | 203RGMOD0A | FD60-A MODULE OUTLET DAMPER INCLUDES DRIVE UNIT, DAMPER, CHAIN AND ELECTRICAL CONTROLS. WIEGHT 1,560 LBS. | L1RP0220453P100002 | SB1FD8 | 1 | EA | 6980
PETE | 6407942 | 10.518.993 | MOTOR, 230/460, 3PH, 184T, 1750 RPM, MODIFIED VERSION, USED ON FL-101 AGITATOR DRIVE (ONLY). | 204RWVFFA1 | FL-101 VACUUM FILTER AGITATOR | ECP3665T-M13F-F2 | SB1HC4 | 2 | EA | 2873.05
PETE | 5013457 | 10.518.997 | MOTOR, AC-1 HP, USED ON MERRICK WEIGH FEEDER, MODEL 450-36-G, S/N 30491, PETE 4 LIMESTONE PREP BLDG. | 204LSW4405 | LIMESTONE WEIGH FEEDER FOR BALLMILL 44-05 | FE14880 | 1FA11A16 | 1 | EA | 2317.2
PETE | 5007905 | 10.518.998 | MOTOR, CHART DRIVE, FOR TRACOR WESTRONICS, MODEL D4E2, TYPE RECORDER MANUFACTURER PART NO = MA-100002-01 SER NO = 3241,42,43,44 (REPLACEMENT #KT100210-10 6/95 ) | 204RWCNI00 | SCRUBBER WASTE SYSTEM INSTRUMENTS AND DEVICES INCLUDES ALL WASTE SYSTEM MEASURING, INDICATING RECORDING OR CONTROLLING INSTRUMENTS. | KT100210-01 | 4FA3E27 | 1 | EA | 333
PETE | 5706017 | 10.519.000 | MOTOR, FEEDER, 2 HP, 1725 RPM, FOR PETE #3 & #4 IUCS/CSI FLYASH SILO ROTARY FEEDERS, DUCON 18", TYPE B-2, (IT 1-6), NON-REVERSING, ASSY. MARK #2T-1209, T-929C. | 203RWFARF0 | FLYASH ROTARY FEEDER AND MOTOR | E190 | SB5A4A9 | 1 | EA | 303.8
PETE | 5013522 | 10.519.002 | MOTOR, OIL PUMP, AUXILIARY, USED ON PETE 4 SCRUBBER OXIDATION AIR COMPRESSORS. | 204OCS4402 | OXIDATION AIR COMPRESSOR SKID 2 | 5052TAUXMTR | SB1EB4 | 1 | EA | 9035
PETE | 5003998 | 10.519.010 | LINK, WELDLESS END, 3/4" FOR THICKENER RAKE DRAG CABLES | 203RDTHR00 | THICKNER RAKE |  | 2FA14C38 | 8 | EA | 33.04
PETE | 7005371 | 10.519.012 | LINK, CHAIN, SIZE CHAIN - 35, TYPE- OFF SET. | 203RWBSWF0 | LIME WEIGHTFEEDER & SCALES | 35OFFSET | 2FA11F53 | 2 | EA | 4.76
PETE | 5711866 | 10.519.013 | LINK, CONNECTING, FOR EWS #7 & PETE #2 33" X 30" EXCEN-CRUSHER BOTTOM ASH CLINKER GRINDERS. | 203AHBGG0A | UNIT 3 (A) BOTTOM ASH HOPPER GRINDER | 36024-7(RC-140) | 1FA7E7 | 4 | EA | 60.87
PETE | 5302390 | 10.519.015 | LINK, CONNECTING, SIZE #50, STANDARD WITH SPRING CLIP SINGLE STRAND. | 204RWVFFL1 | FL 101 VACUUM FILTER MCC 101 ROTARY VACUUM FILTER FL-101 ***CONFINED SPACE ENTRY***SEE NOTES PAGE 6*** | B83HL22477 | 1FA8E31 | 11 | EA | 17.89
PETE | 7005368 | 10.519.016 | LINK, CHAIN, SIZE CHAIN- 60CL, TYPE- CONNECTING | 203RWFAFS0 | FLYASH DAY TANK ROTARY FEEDER AND AIR SLIDE | 60 S/C C/L | 2FA11F52 | 2 | EA | 7.38
PETE | 5302133 | 10.519.019 | LINK, MASTER, (SIZE 60H) FOR PETE #1 & #2 LONG RETRACT LOWER HOUSING ASSEMBLIES, PER C-B CONTRACTS #Q-7180102 & #Q-4720201. | 203BSSBL01 | L-1 LONG RETRACT T 30 MARK 2 | BE-73038 | 1FA8F4 | 4 | EA | 26.12
PETE | 7005332 | 10.519.021 | LINK, ONE-PITCH OFFSET FOR 1/2" PITCH #41 ROLLER CHAIN FOR COAL SCALE DRIVE. |  |  | H51HL18900 | 1FA7E50 | 4 | EA | 6.76
PETE | 6106637 | 10.519.026 | LINKAGE, ASSY, FOR FISCHER & PORTER CO., AREA PETE 3, STYLE BLR CIRC. PUMPCOOLING H2O FLOW INDICATORS, MANUFACTURER PART NO = 648B018U43. |  |  |  | 1FA4E16 | 2 | EA | 97.34
PETE | 5706426 | 10.519.029 | CELL, LOAD, ASSEMBLY, FOR MERRICK CORPORATION MODEL 460-DS DIGITAL WEIGHING SYSTEM, "COMPLETE" (MACHINES/N 460-DS-17591) FOR MECHANICAL COMPONENT FGD WASTE STABILIZATION PLANT, PETE 4. | 203RWBSWFS | WS-1B BELT SCALE(CO-1B) INCLUDES ELECTRONICS, WEIGHBRIDGE AND CONTROLS | 406372 | 2FA20A10 | 1 | EA | 2483
PETE | 3103003 | 10.519.047 | LUBRICANT GREASE, LTG (LONG TERM GREASE), FOR FALK COUPLINGS | 203RMRCPA4 | RECYCLE PUMP P1-3-A4 | 0934511 | 1FA21B1 | 20 | TB | 500.96
PETE | 5008535 | 10.519.056 | GREASE, SEALANT, HIGH VACUUM SILICONE, FOR PRO2000W DILUTION PROBE SEAL EDUCTOR GASKETS & O-RINGS, USED ON PETE #3 CEMS STACK PROBES. |  |  | 345-50004 | 1FA1B10 | 3 | TB | 129.38
PETE | 5004534 | 10.519.060 | LUBRICANT, HOSE, 5 LITER (1.3 GAL), S/N 70092 & 70359, USED ON PETE #3 & #4 SCRUBBER SULFUR TRANSFER PUMPS. | 203RMPASP3 | SP-3 SULFUR PUMP | 500143001 | 2FNWALL | 6 | EA | 760.23
PETE | 5005659 | 10.519.066 | LUBRICATOR, PUMP, AUTOMATIC, 475 CC (05-920-06), FOR FLOWSERVE MECHANICAL SEAL, USED ON PETE #3 SCRUBBER RECYCLE PUMPS & #4 SCRUBBER ABSORBER FEED & QUENCHER PUMPS, WARMAN PUMPS MODEL 450 STL. | 203RDUFP3B | P7-3B UNDERFLOW PUMP INCLUDES PUMP, MOTOR AND CONTROLS | MLB 3275-2907 | 2FA11WALL | 11 | EA | 5711.97
PETE | 5504283 | 10.519.093 | LUG, VANE WHEEL SUPPORT, FOR PETE ABB C-E SVCS. COAL PULVERIZERS, MODELS 683RPS, 823RPS & 903RP. | 203BFCM001 | 3-1 PULVERIZER *** CONFINED SPACE ENTRY *** *** FOR PYRITE SECTION ONLY - SEE NOTES PAGE 6 *** | GP-3317 | 1FA13G5 | 49 | EA | 807.52
PETE | 5009443 | 10.519.107 | NOZZLE, SPRAYING, SPIRALJET TIP & FLANGE ASSY., TIP (REACTION BONDED SILICON CARBIDE), FLANGE (F.R.P. {FIBERGLASS REINFORCED POLYESTER}), FOR PETE #1 & #2 SCRUBBER ABSORBER TOWERS, DATA SHEET #36409-259. | 272RCN1300 | 121-1 ABSORBER LEVEL 3 RECYCLE NOZZLE UNIT 1. | 4HFSJX-SILCRB902590 | SB3B1B3 | 10 | EA | 23796.06
PETE | 5721010 | 10.519.110 | NOZZLE, 1" 416 S.S., DWG. #5-1602-200 FOR PYRITES UCC ASH SYS., UNIT #4. P/N SK-403016-52 | 203AHBA000 | UNIT 3 BOTTOM ASH SYSTEM | SK-403016-52 | 2FA25H11 | 5 | EA | 300.05
PETE | 5702913 | 10.519.111 | NOZZLE, WATER TIP, 3/4", 416 SS, EMERGENCY JETTING, FOR EWS #7 & PETE #2, #3 & #4 BOTTOM ASH SYSTEMS. | 203AHBHH0A | UNIT 3 (A) BOTTOM ASH HOPPER ***CONFINED SPACE ENTRY*** ***SEE NOTES PAGE 6*** | 403016-48 | 1FA3F33 | 7 | EA | 584.43
PETE | 5205012 | 10.519.115 | NUT IMP LOCK M30X3.5, WEIR PUMP-SUBMERSIBLE, 300 GPM AT 83 TDH-54674-25-22 | 245BARASPA | RADS AREA SUMP PUMP A. 300 GPM @ 83FT TDH | 611210-096H | 2FA25G66 | 1 | EA | 357.86
PETE | 5701263 | 10.519.116 | NUT, 3/4" - 10 CS, DISC TO LEVER MOUNTING, | 204AHFH39A | (39A) ECONOMIZER HOPPER AND CATEGORY'S OF THE HOPPER AND DISCHARGE VALVE | 46281-8 | 2FA11F20 | 2 | EA | 10
PETE | 5003339 | 10.519.154 | NUT, TRAVELING, FOR ANDCO INC., MODEL 10A/B, USED PETE 3 MANUFACTURER PARTNO = TN-2, S/N FD-10/20A&B |  |  | TN-2 | 2FA14H10 | 2 | EA | 1861.14
PETE | 5004521 | 10.519.157 | NUT, ADJUSTING SCREW, PT #504047, DWG. #B-13427, ITEM 35, FOR DENVER RECYCLE PUMPS, SIZE 18"X16"X35", MODEL SRL-C, FRAME 6, PETE #3 FGD SYSTEM,S/N 01-166483. |  |  | 504047 | 2FA17H12 | 1 | EA | 434.34
PETE | 5003190 | 10.519.172 | NUT, 5/16" CAP, FOR PETE #3 IUCS THICKENER SUMP PUMP, GALIGHER CO. MODEL # 1.5 SRA 1100X36, S/N SP76-12969, MFT. P/N 1.5 SRA154-L-7211-F, |  |  | 23777 | 2FA14F6 | 8 | EA | 116.56
PETE | 5704049 | 10.519.212 | MODULE, OUTPUT, NORMALLY OPEN CONTACT, CONTROLLOGIX PLC, 16 INDIVIDUALLY ISOLATED OUTPUTS, 36 PIN, 150 VDC / 265 VAC, FOR ALLEN BRADLEY CONTROLLOGIX CHASSIS, USED ON EWS COAL HANDLING CONTROL CABINET, "I/O PANEL 1" & PETE #4 COOLING TOWER. |  |  | 1756-OW16I | 2FA11D33 | 1 | EA | 683.08
PETE | 5706792 | 10.519.223 | MICROLOGIX RELAY OUTPUT, MODULE, 8 PTS, USED ON PIN PADDLE MIXER/UNLOADER CONTROL PANEL. | 203AHFU031 | 3-1 ROTARY DUSTLESS UNLOADER | 1762OW8 | 2FA6F41 | 1 | EA | 167.04
PETE | 6011177 | 10.519.244 | MONITOR, OPACITY, DURAG MODEL 290, COMPLETE SET, TO CONSIST OF: TRANSCEIVER, REFLECTOR & TWO REMOTE PANELS, FOR PETE #3-1 ID FAN. |  |  |  | 4FA50B12 | 0 | ST | 0
PETE | 5012893 | 10.519.246 | DUST MONITOR, TRIBO, d2, NEMA 4 ELECTRONICS ENCLOSURE, REAL TIME SIGNAL DISPLAY, W/DUAL ALARM LEVELS, 4-20MA SIGNAL OUTPUT, HIGH PERF. INSULATOR, 18" PROBE INSERTION, USED ON FOSTER WHEELER P.J.F.F. (BAGHOUSE) BROKEN BAG DETECTOR. | 203BCOMP01 | UNIT 3 FABRIC FILTER COMPARTMENT #1, CONTAINS 34 ROWS OF 40 FILTER BAGS SUPPORTED ON WIRE CAGES, TOTAL OF 1360 BAGS. BAGS ARE 29.75' LONG, 5" DIAMETER. COMPARTMENTS ARE NUMBERED SO. TO NO., EAST TO WEST, S.E. IS #1, N.E.. IS #2. 2PI-FF-1801 DIFF.PRESS.GA | E504000028 | 2FA58A2 | 1 | EA | 9331.41
PETE | 5601053 | 10.519.249 | MONITOR, POWER SUPPLY, CONDITIONER, NO COAL MONITOR, USED WITH ALSTOM LIMELIGHT COAL FLOW MONITOR HEAD. | 203BFCF001 | 3-1 COAL FEEDER ********SEE EQUIPMENT NOTES PAGE 6 ********** ***NUCLEAR DENSITY GAGE ATTACHED TO PIPING*** | EPSC-0070 | 1FA5A36 | 2 | EA | 3145.23
PETE | 6011118 | 10.519.251 | MONITOR SYSTEM FOR 2-2 BFP VIBRATION MONITOR. BENTLY NEVADA PART #3300/03-01-00. | 202FWBFME2 | UNIT 2 BOILER FEED PUMP ( MOTOR. 2-2 EAST ) INCLUDES MOTOR AND CONTROLS. *** NOTE SERIALIZED EQUIPMENT SEE NOTES PAGE-6 *** MOTOR INFO: ABB TYPE: AMB 560-L2DBSB SN: HM1006375 | 3300/03-01-00 | 4FA1I4 | 1 | EA | 605
PETE | 5617350 | 10.519.253 | MONITOR, SPEED, EAGLE MODEL #T-1, PT #13-7100 USED IN COAL HANDLING ON BELT MOVEMENT VERIFICATION. | 203RWCB01A | CO-1A FILTER DISCH CONVEYOR | 13-7100 | 4FA50A9 | 2 | EA | 1822.11
PETE | 5706422 | 10.519.257 | BOARD, SCALE, MOTHERBOARD, FOR ELECTRONIC CONTROLS MODEL 460-DS DIGITAL WEIGHING SYSTEM S/N'S 460-DS-17591, 17592, 17593 | 203RWBSWFS | WS-1B BELT SCALE(CO-1B) INCLUDES ELECTRONICS, WEIGHBRIDGE AND CONTROLS | 19240A | 2FA21G16 | 2 | EA | 670.56
PETE | 5706152 | 10.519.273 | MOTOR, 40 HP, 60 HZ, 3 PHASE, 1800 RPM, 324TC FRAME, 1.25 SF | 204RWCB06A | CO-6A RADIAL STACKING CONVEYOR. | 04018ET3E324TC-W22 | SB1MC5 | 1 | EA | 2062.5
PETE | 6407459 | 10.519.293 | MOTOR, ELECTRIC-AC, HORSEPOWER- 25, RPM- 1175 FRAME- 324T 480V. | 203RDUFP3A | P7-3A UNDERFLOW PUMP INCLUDES PUMP, MOTOR AND CONTROLS |  | SB1EC6 | 2 | EA | 2717.28
PETE | 5711805 | 10.519.335 | O-RING, PUMP, FOR 4" JETPULSION PUMPS, USED ON PETE #3 & #4 BOTTOM ASH HOPPERS. | 204AHSP000 | UNIT 4 PYRITE LINES TRENCH HYDRO-VAC |  | 1FA3D41 | 5 | EA | 14
PETE | 6711745 | 10.519.357 | O-RING, INGERSOLL RAND, MODEL SSR-EP150, MANUFACTURER PART NO = 95028502, S/N F0406U90 | 203BCOMP01 | UNIT 3 FABRIC FILTER COMPARTMENT #1, CONTAINS 34 ROWS OF 40 FILTER BAGS SUPPORTED ON WIRE CAGES, TOTAL OF 1360 BAGS. BAGS ARE 29.75' LONG, 5" DIAMETER. COMPARTMENTS ARE NUMBERED SO. TO NO., EAST TO WEST, S.E. IS #1, N.E.. IS #2. 2PI-FF-1801 DIFF.PRESS.GA | 95028502 | 1FA5H63 | 6 | EA | 34.98
PETE | 5721642 | 10.519.363 | O-RING, 8.5" X 9 X .25" DIA S, FOR FLY ASH DUSTLESS UNLOADER. | 203AHFU031 | 3-1 ROTARY DUSTLESS UNLOADER | 40636-153 | 2FA11F15 | 4 | EA | 9.2
PETE | 5701508 | 10.519.368 | O-RING, AIR CYLINDER, FOR 2-1/2" X 6" AIR CYLINDERS (2-4401-56), USED ON EWS #7 & PETE #3 & #4 PRECIPITATOR FLYASH DIFFUSER FEEDERS, PER UC DWG. #510-54411-4E. | 203AHFFA01 | A-1 PRECIP HOPPER AND NUVA FEEDER | SK-44245 | 1FA3E15 | 5 | EA | 55
PETE | 5003125 | 10.519.374 | O-RING, PT #9140000-006 BUNA-N. FOR WORTHINGTON 4-R-122 SLURRY PUMPS S/N B07531586. | 203RDUFP3A | P7-3A UNDERFLOW PUMP INCLUDES PUMP, MOTOR AND CONTROLS | 9140000-006 | 2FA14E3 | 6 | EA | 14.64
PETE | 5304176 | 10.519.377 | O-RING, BURNER, SILASTIC, FOR PETE #1 ABB C-E SVCS. BOILER BURNER OIL GUN, MODEL WRT-S-P. | 204BFOS000 | UNIT 4 BOILER IGNITION SYSTEM. | 1G-11251 | 1FA6F30 | 27 | EA | 414.99
PETE | 6716019 | 10.519.378 | BYPASS BUSHING O-RING, YARWAY 9200 SERIES, ITEM 13, USED ON PETE 4 BOTTOM ASH RECIRC VALVE. | 204AHSWVR1 | 4-1 ASH SLUICE PUMP RECIRC VALVE/CHECK. | 10056471 | 2FA4B9 | 2 | EA | 42.66
PETE | 5711282 | 10.519.384 | O-RING, CYLINDER, FOR 6" X 10", 6" X 16" & X 6" X 6-3/8" AIR CYLINDERS (3-4401-35 / -78 / -77), USED ON PETE #3 AIR PREHEATER PYRITE HOPPER & HYDROVEYOR DISCHARGE, PER UC DWG. #510-54411-2-3,-5,-E. | 203AHBD001 | 3-1 DEWATERING BIN, GATES AND SCREENS | 40636-95 | 1FA3E21 | 9 | EA | 19.8
PETE | 5706750 | 10.519.386 | O-RING, DIPSTICK, FS, FOR PETE #4 DEWATERING PRIMARY HYDROCLONE & RECLAIM WATER PUMPS, WARMAN PUMPS MODEL 6/4EEAH. | 204RDDFP01 | P-406-1 DISPOSAL FEED PUMP, MOTOR & MOTOR SPACE HEATER | 26T11N111 | 2FA6E49 | 2 | EA | 13.06
PETE | 5005697 | 10.519.387 | O-RING, END COVER, 35T190N264, #RV217S10, FOR PUMP, SUMP, FGD AREA, MODEL #100RV-SPR, RC #190-1008, SEQ. #20 USED ON PETE 4 SO2. | 204RBSU041 | P404-1 FGD AREA DRAINAGE SUMP PUMP, LOCATED BETWEEN 4-2 ID FAN AND "C" QUENCHER SUMP | RV217S10 | 2FA16F46 | 3 | EA | 24.3
PETE | 5711863 | 10.519.388 | O-RING, END PLATE SEAL, FOR UCC 33" X 30" EXCEN-CRUSHER ASH GRINDERS, USED ON PETE #2, #3 & #4 BOTTOM ASH SYSTEMS. | 203AHBGG0A | UNIT 3 (A) BOTTOM ASH HOPPER GRINDER | 406103 | 1FA7G6 | 4 | EA | 83.79
PETE | 5706777 | 10.519.393 | O-RING, FS, FOR PETE #4 DEWATERING FILTER FEED PUMPS, WARMAN PUMPS MODEL 4/3CAH. | 203RPSP03A | 3-A MAKE-UP SLURRY PUMP P5-3A (EAST PUMP) (PUMP CONNECTED TO SLURRY STORAGE TANK) | 53T171N364 | 2FA6F44 | 2 | EA | 16.84
PETE | 5003680 | 10.519.397 | O-RING, IMPELLER SCREW, ITEM 412B, FOR GOULDS PUMPS, MODEL 3175M, SIZE 6 X8 - 18 | 203RDRWP3A | P6-3A RECLAIM WATER PUMP INCLUDES PUMP, MOTOR AND CONTROLS | C02495A24-6359 | 2FA14F41 | 2 | EA | 36.08
PETE | 5005703 | 10.519.398 | O-RING, IMPELLER, SEALING, FOR PUMP MODELS 100RV-SPR, 044DXUCCCMM0733. | 204RBSU041 | P404-1 FGD AREA DRAINAGE SUMP PUMP, LOCATED BETWEEN 4-2 ID FAN AND "C" QUENCHER SUMP | RV064S10 | 2FA16E45 | 2 | EA | 20.44
PETE | 5013513 | 10.519.399 | O-RING, ITEM #D119, USED ON PETE 4 SCRUBBER OXIDATION AIR COMPRESSORS. | 204OCS4402 | OXIDATION AIR COMPRESSOR SKID 2 | N17L81225 | 1FA11F35 | 0 | EA | 0
PETE | 5013514 | 10.519.400 | O-RING, ITEM #H710, USED ON PETE 4 SCRUBBER OXIDATION AIR COMPRESSORS. | 204OCS4402 | OXIDATION AIR COMPRESSOR SKID 2 | N17L05479 | 1FA11F36 | 0 | EA | 0
PETE | 5706752 | 10.519.404 | O-RING, LABYRINTH, "DRIVE END", FOR PETE #4 DEWATERING PRIMARY HYDROCLONE & RECLAIM WATER PUMPS, WARMAN PUMPS MODEL 6/4EEAH. | 204RDDFP01 | P-406-1 DISPOSAL FEED PUMP, MOTOR & MOTOR SPACE HEATER | 35T89N238 | 2FA6E49 | 2 | EA | 9.86
PETE | 5003913 | 10.519.409 | MOTOR, WEIGH FEEDER, FOR BALL MILL GENERAL ELEC, MODEL LIMESTONE, UNIT 3 MANUFACTURER PART NO = 723460, 1/2 HP, 100/50 VOLTS, 100 FIELD VOLTS, 1725RPM, 56FR FRAME. |  |  | 723460 | 4FA51B4 | 2 | EA | 1287.7
PETE | 5012011 | 10.519.429 | NIPPLE, FLANGED, ASA, KING, COMB, HOSE, 4", 150#, 316SS, RFST40 | 203BHAH000 | PARENT TO UNIT 3 FABRIC FILTER ASH HANDLING EQUIPMENT | RFST40 | 1FA8A28 | 2 | EA | 636.98
PETE | 5305016 | 10.519.467 | NIPPLE, SNAP-TITE, 3/8 INCH, VALVED, USED ON PETE 3 IGNITERS. | 203BFOSIC0 | UNIT 3 BOILER IGNITION SYSTEM INSTRUMENTS INCLUDES ALL BOILER OIL SYSTEM MEASURING, INDICATING, RECORDING AND CONTROLLING INSTRUMENTS. | BVHN6-6F | 2FA11C7 | 6 | EA | 130.92
PETE | 5513171 | 10.519.468 | NOSE, SET ALUMINUM & MOUNTING HARDWARE, FOR JOY BOOSTER FAN, MODEL 23 1/4-17-3450, S/N SF 36864/65 MANUFACTURER PART NO = 85585 | 204BFSAFS1 | 4-1 SEAL AIR BOOSTER FAN INCLUDES FAN, MOTOR, CONTROLS AND ASSOC. EQUIPMENT |  | 4FA52A2 | 1 | EA | 43
PETE | 5301119 | 10.519.470 | NOZZLE, PT #63539 FOR LOCATION 3 R/L & 4 R/L RETRACTS, PETE #3. | 203BSSBL03 | L-3 LONG RETRACT T 30 MARK 2 | 63539 | 1FA3A5 | 2 | EA | 443.9
PETE | 5711233 | 10.519.472 | NOZZLE, FOR 6" HYDROVEYOR (4-1601-15) AS FURNISHED ON U.C.C. P.O. 54674-4 FOR ASH HANDLING SYS PETE #3. P/N 40381-3 | 203AHFAHE0 | ECONOMIZER HYDROVEYOR AND COMBINING TUBE. | 40381-3 | 1FA3E18 | 3 | EA | 181.5
PETE | 5304203 | 10.519.473 | NOZZLE, ASSEMBLY, #3, ATOMIZING, 6" EDDY PLATE OIL IGNITOR, FOR PETE #2 ABB C-E SVCS. BOILER FUEL IGNITION SYSTEM. | 204BFIGL01 | LEVEL 1/2 IGNITORS INCLUDES A,B,C AND D CORNERS | 1G-4429A | 1FA6H11 | 4 | EA | 4177.32
PETE | 5711037 | 10.519.475 | NOZZLE HOLDER FOR PETE 3&4 PYRITE FLUSHING SYSTEM. | 203AHTKP01 | 3-1 PYRITE HOPPER AND CATEGORY'S OF THE HOPPER | 16119 | 1FA3B22 | 2 | EA | 362
PETE | 5721015 | 10.519.477 | NOZZLE, 1/2", 416SS, PT #SK-403016-24 (NEW PT #SK- 403016-44), DWG, SK-1845-1 FOR UCC ASH SYS., UNIT 4. | 204AHTKPH0 | UNIT 4 PYRITE HOLDING OR TRANSFER TANK. |  | 2FA25H11 | 2 | EA | 99.8
PETE | 5305385 | 10.519.478 | NOZZLE, ATOMIZER, ASSEMBLY #5, FOR PETE #4 ABB C-E SVCS. OIL IGNITORS, CONTRACT #05474. | 204BFIGL01 | LEVEL 1/2 IGNITORS INCLUDES A,B,C AND D CORNERS |  | 2FA25J5 | 1 | EA | 1369
PETE | 5713473 | 10.519.484 | NOZZLE, PUMP, 1", 416 SS, FOR 4" JET-PULSION PUMP, USED ON PETE #4 BOTTOM ASH SYSTEM. | 204AHBA000 | UNIT 4 BOTTOM ASH SYSTEM | 40301652 | 4FA5E12 | 3 | EA | 187.26
PETE | 5005443 | 10.519.486 | NOZZLE, SPRAY, FOR LUBRICATOR RESEARCH COTTRELL, MODEL 14" FACE, USED PETE4 SO2 MANUFACTURER PART NO = 1/4J-NO.4(1/SPRAY) | 204RPBMLO0 | BALL MILL LUBE SYSTEM | REC | 2FA24F15 | 4 | EA | 191.56
PETE | 5721650 | 10.519.487 | NOZZLE, SPRAY, 25" NPTM, .187" ORIFICE, 316 SS, FOR FLY ASH DUSTLESS UNLOADER. | 203AHFU031 | 3-1 ROTARY DUSTLESS UNLOADER | 403044-18 | 2FA11F16 | 5 | EA | 122
PETE | 5005993 | 10.519.488 | ABSORBER SPRAY NOZZLE, PERIMETER, LOWER LEVEL, QUENCH HEADER FOR PETE 4. | 204RMNZQA0 | QUENCHER SPRAY NOZZLES-A TOWER *** CONFINED SPACE ENTRY *** *** SEE NOTES PAGE 6 *** | 146110 TH-56181/2 | SB1KC5 | 30 | EA | 11093.15
PETE | 5005996 | 10.519.489 | ABSORBER SPRAY NOZZLES, UPPER LEVEL INTERIOR, S2 HEADER, FOR PETE 4. | 204RMNZAA0 | A TOWER ABSORBER SPRAY NOZZLES. | 147859 TH-57246/2 | SB1KC6 | 8 | EA | 1874.4
PETE | 5004651 | 10.519.491 | NOZZLE, SPRAY, RECYCLE, W/ VICTAULIC COUPLING MOUNT, FOR GIW HEADER LEVEL, USED ON PETE #3 SCRUBBER SLURRY MODULES. | 203RMNZR1A | "A" RECYCLE (GIW) SPRAY NOZZLES AND PIPING.***CONFINED SPACE ENTRY*** | 300.321.6D.00000 | SB3A1B2 | 13 | EA | 12753
PETE | 5009448 | 10.519.492 | NOZZLE, SPRAYING, MIST ELIMINATOR, POLYPROPYLENE (BLACK), FULLJET, 1ST STAGE TOP & 2ND STAGE BOTTOM WASH, FOR PETE #2 SCRUBBER ABSORBER TOWERS, DATA SHEET #38594. | 272MEW2200 | MIST ELIMINATOR 1ST STAGE TOP WASH NOZZLE. | 38498-1HH-PP10093 | 2FA14A32 | 12 | EA | 522.72
PETE | 5706824 | 10.519.493 | NOZZLE, SPRAY, 1" MNPT, USED ON PADDLE MIXER/UNLOADER 4050, AT PETE 3&4 FLY ASH SILOS. | 203AHFU031 | 3-1 ROTARY DUSTLESS UNLOADER | 40367-65 | 2FA6E8 | 5 | EA | 3825
PETE | 5706826 | 10.519.494 | NOZZLE, SPRAY, 3/4" MNPT, USED ON PADDLE MIXER/UNLOADER 4050, AT PETE 3&4 FLY ASH SILOS. | 203AHFU031 | 3-1 ROTARY DUSTLESS UNLOADER | 403044-35 | 2FA6E7 | 6 | EA | 1104
PETE | 5006019 | 10.519.495 | NOZZLE, 3/8 INCH, (MALE NPT) 316SS,SPRAY ANGLE 90 DEGREE | 204RMNZDAL | A TOWER DEMINSTER SPRAY NOZZLES LOWER. | 460846.17.BE | 2FA15A21 | 30 | EA | 1044.92
PETE | 5305388 | 10.519.498 | NOZZLE, ATOMIZER, COMPLETE ASSY. #4, B=33", FOR PETE #4 ABB C-E SVCS. BOILER OIL IGNITION SYSTEM. | 204BFIGL01 | LEVEL 1/2 IGNITORS INCLUDES A,B,C AND D CORNERS | 1G-6370 | 2FA25J3 | 3 | EA | 2874.81
PETE | 5711681 | 10.519.499 | NOZZLE, BRASS, PT. #403047-5 9/16". FOR ASH HOPPER SEAL TROUGH #3 UNIT. |  |  | 403047-5 | 1FA3E34 | 4 | EA | 143.84
PETE | 5304876 | 10.519.500 | NOZZLE, COAL, FOR 22" FUEL PIPE, USED ON PETE #3 ABB C-E SVCS. BOILER IGNITION SYSTEM. | 203BFCBA00 | A CORNER BURNERS, TILTS, LINKAGE, AND DRIVE UNIT | 3A-6040-A | SB1NF3 | 2 | EA | 15780.29
PETE | 5721651 | 10.519.502 | NOZZLE, FULL CONE, SPYR, 60D, .38" NPTM, BRASS, FOR FLY ASH DUSTLESS UNLOADER. | 203AHFU031 | 3-1 ROTARY DUSTLESS UNLOADER | 403123-2 | 2FA11F14 | 4 | EA | 121.2
PETE | 5304816 | 10.519.503 | NOZZLE, IGNITOR, 15", ITEM #3, FOR PETE #3 ABB C-E SVCS. BOILER IGNITION SYSTEM. | 203BFIGL01 | LEVEL 1/2 IGNITORS INCLUDES A,B,C AND D CORNERS | 997-956-AA | SB1PE7 | 7 | EA | 8653.61
PETE | 5009446 | 10.519.504 | NOZZLE, MIST ELIMINATOR, POLYPROPYLENE (NATURAL), FULLJET, 1ST & 2ND STAGE BOTTOM WASH, FOR PETE #1 SCRUBBER ABSORBER TOWERS, DATA SHEET #38593. | 272MEW1200 | MIST ELIMINATOR 1ST STAGE TOP NOZZLE. UNIT 1 | 38498-1HH-PP10080 | 2FA14A30 | 155 | EA | 2697
PETE | 5013178 | 10.519.505 | PROBE NOZZLE, 7MM, W/NUT & FERRULE | 203ENSHED2 | UNIT 3 FGD STACK PRIMARY CONTINUOUS PARTICULATE MONITOR SHELTER, MSI 05-0063. CONSISTS OF PARTICULATE MONITOR RACKS, DATA LOGGERS, AIR CLEAN-UP SYSTEM, FIRE DET. SYS., TOXIC GAS DET. SYS.,HVAC SYS., POWER DIST. PANEL, UPS'S, ALL LIGHTING AND RECEPTS. | 41-7307 | 1FA11E36 | 2 | EA | 559.28
PETE | 5713471 | 10.519.506 | NOZZLE, PUMP, 5/16", 416 SS, FOR 8" HYDROVEYOR EXHAUSTER, USED ON PETE #4 BOTTOM ASH SYSTEM. | 204AHFAHP0 | PREC ASH HYDROVEYOR COMB TUBES AND NOZZLES | 403027-10 | 4FA5E10 | 35 | EA | 1552.25
PETE | 5513925 | 10.519.515 | ORIFICE, FUEL, 17-3/8" ID, CERAMIC LINED, FOR DISCHARGE PIPING (22" OD X 21-1/4" ID), MARK 138, USED ON PETE #3 & #4 ABB C-E SVCS. MODEL 903RP COAL PULVERIZERS. | 203BFPGP01 | 3-1 PULVERIZED FUEL PIPING FROM PULVERIZER DISCHARGE VALVE TO THE BOILER. | 3A-5898-ACER | SB3M1D3 | 2 | EA | 5954.94
PETE | 5513931 | 10.519.516 | ORIFICE, FUEL, 18-3/4" ID, CERAMIC LINED, FOR DISCHARGE PIPING (22" OD X 21-1/4" ID), MARK 156, USED ON PETE #3 & #4 ABB C-E SVCS. MODEL 903RP COAL PULVERIZERS. | 203BFCM004 | 3-4 PULVERIZER *** CONFINED SPACE ENTRY *** *** FOR PYRITE SECTION ONLY - SEE NOTES PAGE 6 *** | TNH-8426 | SB3M1D2 | 1 | EA | 3219
PETE | 5513926 | 10.519.517 | ORIFICE, FUEL, 21-1/4", CERAMIC LINED, FOR PETE #3 & #4 ABB C-E SVCS. MODEL 903RP COAL PULVERIZERS, COAL DISCHARGE PIPING, 22" OD X 21-1/4" ID, MARK 5. | 203BFCM004 | 3-4 PULVERIZER *** CONFINED SPACE ENTRY *** *** FOR PYRITE SECTION ONLY - SEE NOTES PAGE 6 *** | 3A-5144-ACER | SB3M1C1 | 2 | EA | 5297.24
PETE | 5004305 | 10.519.526 | OVERLOAD, #43 3F, SIEMENS-ALLIS #25-131-445-506 FOR PETE #4 AT I.U.C.S. ONSIEMENS-ALLIS M.C.C. #101. |  |  | 25-131-445-506 | 4FA4E12 | 1 | EA | 82.81
PETE | 5003121 | 10.519.560 | PACKING, FOR PETE # 3 SCRUBBER MAKE-UP SLURRY & IUCS UNDERFLOW PUMPS, WORTHINGTON PUMP MODEL 4R122, S/N B07531586, MFT. P/N 9100010-007. (5 PER SET) | 203RDUFP3A | P7-3A UNDERFLOW PUMP INCLUDES PUMP, MOTOR AND CONTROLS | 9100010-007 | 2FA14A3 | 4 | ST | 504.88
PETE | 5301099 | 10.519.568 | PACKING, CARRIAGE, AIR SERVICE SET FOR COPES-VULCAN, MODEL MK-IT T-30. | 203BSSBL01 | L-1 LONG RETRACT T 30 MARK 2 | 190033 | 1FA3H1 | 6 | ST | 852.79
PETE | 5613460 | 10.519.576 | PACKING, (9/SET), P/N 25781-054-0000-000 FOR ATWOOD/MORRILL CO. NRV 54, 24", 3RD PT. EXT., PETE #3 BFPT WATER INDUCTION, AND FOR NRV-3A, PETE #2 AND NRV-132, |  |  |  | 2FA25C11 | 1 | ST | 80.67
PETE | 5721141 | 10.519.583 | PACKING, GRAPHITE/TEFLON, FOR FABRI FIG. 37R304-8" FOR PETE #4 CSI SLIDE GATES FABRI-VALVE #06857, S/N 0718ABGF044205. | 204RDVY600 | THICKNER SLUDGE TRANSFER PP P411-2 DISC VV |  | 4FA5G27 | 1 | EA | 195.84
PETE | 5711270 | 10.519.590 | PACKING, RING, PKG. 406007-1 (406010-1) FOR 10" ROTARY GATE (3-1956-243) AS FURNISHED ON UCC PO 54574-4, FOR ASH HANDLING SYS PETE #3. |  |  |  | 1FA3F18 | 24 | EA | 19.92
PETE | 5003139 | 10.519.600 | PACKING, PUMP, FOR PETE #3 SCRUBBER WASTE SLURRY PUMPS, WORTHINGTON PUMP MODEL 8-R-193, S/N B0753158. | 203RDWSP3A | WASTE SLURRY PUMP P3-3-A INCLUDES PUMP, MOTOR AND CONTROLS | 2114992-021 | 2FA14B4 | 2 | EA | 616.09
PETE | 5008024 | 10.519.601 | PACKING, RING, FOR PETE #1 & #2 SCRUBBER & PETE #4 CSI & DEWATERING PUMPS, WARMAN PUMPS MODELS 4/3DAH & 6/4DAH. | 203RDUFP3B | P7-3B UNDERFLOW PUMP INCLUDES PUMP, MOTOR AND CONTROLS | D111Q31 | 2FA16C8 | 8 | EA | 154.72
PETE | 5706748 | 10.519.613 | LOCKNUT, LABYRINTH, FOR PETE #4 DEWATERING PRIMARY HYDROCLONE & RECLAIM WATER PUMPS, WARMAN PUMPS MODEL 6/4EEAH. | 204RDDFP01 | P-406-1 DISPOSAL FEED PUMP, MOTOR & MOTOR SPACE HEATER | RY061E62 | 2FA6F47 | 2 | EA | 1018.72
PETE | 5301292 | 10.519.616 | NUT, SELF LOCKING, FOR RETRACT SOOT BLOWER COPES-VULCAN, MODEL RW-5E, UNIT3 MANUFACTURER PART NO = 73600 | 203BSSBA01 | A-1 "A" ROW WALL SOOTBLOWER | 73600 | 1FA4E12 | 8 | EA | 10.4
PETE | 5513738 | 10.519.620 | NUT, LOCK, W/ SET SCREW, FOR GRINDING ROLL JOURNAL ASSEMBLIES, USED ON PETE #3 & #4 ABB C-E SVCS. MODEL 903RP COAL PULVERIZERS, S/N 73831-73836. | 203BFCM001 | 3-1 PULVERIZER *** CONFINED SPACE ENTRY *** *** FOR PYRITE SECTION ONLY - SEE NOTES PAGE 6 *** | 94-147 | SB3M1B1 | 4 | EA | 9633.34
PETE | 5513747 | 10.519.629 | NUT, PRESSURE SPRING, W/ SET SCREW, FOR PETE #3 & #4 ABB C-E SVCS. MODEL 903RP COAL PULVERIZER JOURNAL ASSEMBLY. | 203BFCM001 | 3-1 PULVERIZER *** CONFINED SPACE ENTRY *** *** FOR PYRITE SECTION ONLY - SEE NOTES PAGE 6 *** | 94-254 | 1FA13C13 | 3 | EA | 1164
PETE | 5701161 | 10.519.634 | NUT, WING, 1/2" X 13 NC, FOR FLYASH INTAKE VALVE #1812-2-03040707000, PETE 2&3 BAGHOUSE. | 203BCOMP01 | UNIT 3 FABRIC FILTER COMPARTMENT #1, CONTAINS 34 ROWS OF 40 FILTER BAGS SUPPORTED ON WIRE CAGES, TOTAL OF 1360 BAGS. BAGS ARE 29.75' LONG, 5" DIAMETER. COMPARTMENTS ARE NUMBERED SO. TO NO., EAST TO WEST, S.E. IS #1, N.E.. IS #2. 2PI-FF-1801 DIFF.PRESS.GA | SK-46376-1 | 2FA11F59 | 2 | EA | 31
PETE | 6718040 | 10.519.646 | NUT, IMPELLER, TYPE 316, PATT 37-175, #2-RH, FOR LAWRENCE PUMPS, MODEL DDLDOUBLE VOLUTE, SIZE 12, DWG C-27237A, SER NO = 71511 | 203AHRWP01 | 3-1 ASH SLUICE RETURN WATER PUMP | 254-4532402-00 | SB5A3A6 | 1 | EA | 1121
PETE | 5008228 | 10.519.661 | O-RING, FOR AEROQUIP 30" TJ CYLINDER, FOR CLARKSON, TYPE KNIFE GATE VALVE AEROQUIP PART NO = 5145-029A | 204RDVYA1B | A-1 ABSORBER FEED PUMP SUCTION VALVE FV-403A | 5145-029A | 2FA5F12 | 8 | EA | 64.96
PETE | 5604186 | 10.519.670 | O-RING, FOR FISHER TRIP VALVE, USED UNIT 4, TYPE STV-2&4, MANUFACTURER PART NO = 1H862A06992 S/N 9303655 | 203BF18090 | STV-1809 IGN FUEL OIL TRIP VV | 1H862A06992 | 2FA25E10 | 2 | EA | 12.9
PETE | 5701558 | 10.519.674 | O-RING, PT #40636-14, FOR 6" X 10", 6" X 16" & 6"X 6 3/8" AIR CYL. PER U.C. DWG. 510-54411-2,-3,-53, 3-4401-35, USED ON AIR PREHEATER, PYRITE HOPPER & HYDROVEYOR DISC. AT EWS #7, UCC PO. 54674-4 | 203AHVY025 | COV-2025 PYRITE TRANSFER TANK DISCHARGE SLUICE GATE SHUTOFF VALVE AT THE TRANSFER TANK. | 40636-14 | 1FA3E20 | 3 | EA | 14.37
PETE | 5711652 | 10.519.675 | O-RING, PART #01-224, FOR 3 WAY AIR CONTROL VALVE ON NUVAFEEDER. | 203AHFFA01 | A-1 PRECIP HOPPER AND NUVA FEEDER | 01-224 | 1FA3F37 | 70 | EA | 12.6
PETE | 6625260 | 10.519.683 | O-RING, MECHANICAL TRIP PRESS VALVE ASSY, FOR G.E. COMPANY, S/N 170X755 TURBINE, AREA PETE 4, MANUFACTURER CAT NO = 142C2481G0002 |  |  | 142C2481G0002 | 2FA25G52 | 1 | EA | 79.8
PETE | 6501144 | 10.519.684 | O-RING #223406-27 USED ON UNIT #3 TURBINE DRIVEN BOILER FEED PUMPS OIL PURIFIER. |  |  |  | 2FA12F57 | 1 | EA | 2.75
PETE | 5301638 | 10.519.685 | O-RING, FOR GEAR BOX ASSY COPES-VULCAN, MODEL RW-5E MANUFACTURER PART NO =198355 | 203BSSBA01 | A-1 "A" ROW WALL SOOTBLOWER | 198355 | 2FA19E5 | 7 | EA | 2.24
PETE | 5513013 | 10.519.692 | KIT, MECHANICAL SEAL O-RING, FOR PETE 3 PULVERIZER WORM SHAFTS. | 203BFCM001 | 3-1 PULVERIZER *** CONFINED SPACE ENTRY *** *** FOR PYRITE SECTION ONLY - SEE NOTES PAGE 6 *** | ORK-9930 | 2FA6E23 | 2 | EA | 581.31
PETE | 5301758 | 10.519.696 | O-RING, ROTARY GEARBOX, FOR WALL DESLAGGER C-V, MODEL RW-6E W/LIMITED SWEEP (LH UNITS) PETE 4 MANUFACTURER PART NO = 138495 | 204BSSBA01 | A-1 "A" ROW WALL SOOTBLOWER. | 138495 | 2FA19G10 | 6 | EA | 5.52
PETE | 6501120 | 10.519.697 | O-RING, #223406-20 USED ON UNIT #3 TURBINE DRIVEN BOILER FEED PUMPS OIL PURIFIER. |  |  |  | 2FA12E55 | 2 | EA | 4.9
PETE | 5711711 | 10.519.698 | O-RING, (CYLINDER TUBE) ITEM #32 FOR DE ZURICK GATE VALVE MOD. 9092956 SIZE-12" BODY-304 SUPP. -100 SEAT-AM TEMP -450 C.V.-5060, AG-9&10 UNIT #3 P/N 1002118. | 203AHVYG09 | COV-2048 "AG-9" VALVE FOR ASH GOING TO IUCS. |  | 1FA3E35 | 4 | EA | 29.56
PETE | 5711276 | 10.519.701 | O-RING, 40636-77 FOR 8" TE SLUICE GATE (4-1905-188) AS FURNISHED ON UCC PO54674-4 FOR ASH HANDLING SYS PETE #3. | 203AHTKP00 | UNIT 3 PYRITE HOLDING TANK. NORTH OF 3-6 PULV. |  | 1FA3E20 | 2 | EA | 3.42
PETE | 5013448 | 10.519.710 | PCB ASSEMBLY, GENETIX BASIC MODULE, USED ON MERRICK WEIGH FEEDER, MODEL 450-36-G, S/N 30491, PETE 4 LIMESTONE PREP BLDG. | 204LSW4405 | LIMESTONE WEIGH FEEDER FOR BALLMILL 44-05 | M22633-1 | 1FA11B11 | 1 | EA | 2691
PETE | 5301266 | 10.519.754 | PIN, STOP, TRIP CAM | 203BSSBL03 | L-3 LONG RETRACT T 30 MARK 2 | 059481 | 1FA8E6 | 6 | EA | 94.2
PETE | 5004690 | 10.519.763 | PIN, COTTER, KGA 6 CLEVIS, USED ON 6" KGA CLARKSON VALVES. | 203RWVFFL1 | FL-1 VACUUM FILTER ***CONFINED SPACE ENTRY*** ***SEE NOTES PAGE 6*** | 11025648 | 2FA1F36 | 3 | EA | 8.64
PETE | 5706731 | 10.519.767 | COTTER PIN, FOR PETE #4 DEWATERING PRIMARY HYDROCLONE & RECLAIM WATER PUMPS, WARMAN PUMPS MODEL 6/4EEAH. | 204MSP405A | BALLMILL SLURRY PUMP | E4085E02 | 2FA6F52 | 2 | EA | 122.4
PETE | 5513020 | 10.519.770 | DOWEL PIN, BOWL HUB, FOR PETE 3&4 COAL PULVERIZERS. | 203BFCM001 | 3-1 PULVERIZER *** CONFINED SPACE ENTRY *** *** FOR PYRITE SECTION ONLY - SEE NOTES PAGE 6 *** | 94-304 | 2FA6F12 | 4 | EA | 1408.15
PETE | 5702009 | 10.519.776 | PIN, HINGE, 1.12 DIA X 12.25 LG, CS, DOOR ACCESS, 24" DIA DOOR, USED ON PETE 1,2,3,4 BOTTOM ASH DOGHOUSE DOOR. | 203AHBHH0A | UNIT 3 (A) BOTTOM ASH HOPPER ***CONFINED SPACE ENTRY*** ***SEE NOTES PAGE 6*** | 45052 | 1FA3E51 | 1 | EA | 31
PETE | 5305890 | 10.519.778 | PIN, LINK, #16, 5/8" X 1-3/16", COAL NOZZLE, AEROTIP DESIGN, FOR PETE #3 & #4 ABB C-E SVCS. BOILER IGNITION SYSTEMS. | 203BFCBA00 | A CORNER BURNERS, TILTS, LINKAGE, AND DRIVE UNIT | 902-3144-16 | 1FA6E54 | 65 | EA | 858.81
PETE | 5721646 | 10.519.780 | PIN, PADDLE MIXER/UNLOADER, MDL 4050, FOR FLY ASH DUSTLESS UNLOADER. | 203AHFU031 | 3-1 ROTARY DUSTLESS UNLOADER | 62197 | 2FA11H3 | 9 | EA | 430.2
PETE | 5305209 | 10.519.781 | PIN, BURNER, COAL NOZZLE PIVOT, LOW LOAD, WIDE RANGE, FOR PETE #3 & #4 ABB C-E SVCS. BOILER IGNITION SYSTEMS. | 203BFCBA00 | A CORNER BURNERS, TILTS, LINKAGE, AND DRIVE UNIT | 902-1298-14 | 1FA6F12 | 67 | EA | 2491.73
PETE | 5304278 | 10.519.783 | PIN, PIVOT, COAL NOZZLE, #2, FOR PETE #2 ABB C-E SVCS. BOILER FUEL BURNERS. | 204BFCBB00 | B CORNER BURNERS, TILTS, LINKAGE, AND DRIVE UNIT | B-897-683 | 1FA6F35 | 28 | EA | 1129.74
PETE | 5301279 | 10.519.792 | PIN, ROLLER FOR REPAIRS FOR COPES-VULCAN, MODEL MK-II T-30 RETRACT SOOTBLOWER. | 203BSSBL01 | L-1 LONG RETRACT T 30 MARK 2 | 061674 | 1FA4E10 | 6 | EA | 98.4
PETE | 5305347 | 10.519.793 | PIN, SHEAR, FOR BURNER AIR NOZZLE ASSEMBLY, USED PETE #2 & EWS #7 ABB C-E SVCS. BOILER IGNITION SYSTEMS, DWG. #B-902-5740. | 203BFCBA00 | A CORNER BURNERS, TILTS, LINKAGE, AND DRIVE UNIT | 897-693 | 1FA6E48 | 60 | EA | 1561.8
PETE | 5005427 | 10.519.795 | PIN, 1/8 X 3/4, SPRING, FOR GRACO, MODEL 203-869E, MANUFACTURER PART NO = 101-579 | 204RPBMLO0 | BALL MILL LUBE SYSTEM | 101-579 | 4FA4E8 | 4 | EA | 6
PETE | 5005418 | 10.519.811 | O-RING, NITRILE RUBBER, FOR GRACO, MODEL 203-869E, MANUFACTURER PART NO = 160-624 | 204RPBMLO0 | BALL MILL LUBE SYSTEM | 160-624 | 4FA4E4 | 1 | EA | 7.85
PETE | 5005417 | 10.519.812 | O-RING, NITRILE RUBBER, PT #160-621, FOR LIMESTONE PREP SYS-GR SPY SYS LUBRIC PUMP, MODEL #GRACO INC MODEL 203-869 E, RC #190-0087, SEQ. #20 USEDON PETE | 204RPBMLO0 | BALL MILL LUBE SYSTEM | 160-621 | 4FA4E4 | 1 | EA | 5.3
PETE | 5004532 | 10.519.826 | O-RING, PUMP, USED ON WATSON MARLOW BREDEL SPX40, S/N 70092 & 70359, USED ON PETE #3 & #4 SCRUBBER SULFUR TRANSFER PUMPS. | 203RMPASP3 | SP-3 SULFUR PUMP | 80268 | 2FA15F39 | 1 | EA | 13.38
PETE | 5008023 | 10.519.842 | O-RING, SHAFT SLEEVE, FOR PETE #1 & #2 & EWS #7 SCRUBBER PUMPS, WARMAN PUMP MODELS 4/3DAH, 6/4DAH, 4/4 DXU. | 203RDUFP3B | P7-3B UNDERFLOW PUMP INCLUDES PUMP, MOTOR AND CONTROLS | D109S50 | 2FA16E25 | 4 | EA | 127.79
PETE | 5003282 | 10.519.843 | O-RING, SHAFT SLEEVE, BUNA-N, FOR PETE #3 SCRUBBER RECYCLE PUMPS, DENVER MODEL SRL-C, 18 X 16 X 35, FRAME 6, S/N 01-166483, ITEM #62-6, TAG (P1-3). | 203RMRCPA1 | RECYCLE PUMP P1-3-A1 | 521022 ?? | 2FA14C12 | 7 | EA | 27.91
PETE | 5005320 | 10.519.854 | O-RING, VITON, 190 X 5, FOR DUECHTING PUMP MODEL MCC 500-800, USED ON PETE #4 SCRUBBER ABSORBER FEED PUMP. |  |  | 5.200129 | 1FA7E41 | 4 | EA | 67.02
PETE | 6714674 | 10.519.856 | O-RING, BUNA-N, GOULDS VJC PUMP 2X3-14, PART # 412 ON DRAWING 401825-2 | 245GSLSTPA | LIMESTONE SLURRY STORAGE TANK PUMP "A", MOTOR, PIPING, VALVES, INSTRUMENTS AND CONTROLS. N205H652-1 | C02495A3835302 | 2FA18E6 | 1 | EA | 33.8
PETE | 6704407 | 10.519.860 | O-RING, METALLIC, SIZE 5.380" X .156", REF. #375, PT. #32083, UNITED DWG. #A-10609 FOR DELAVAL BIR FEED PUMPS, SER. #703600 & 703601, INST. BOOK #1600AB, UNIT #2. | 202FWBFP01 | 2-1 BOILER FEED PUMP (TURBINE DRIVEN) | 320823 | 2FA4E3 | 3 | EA | 290.01
PETE | 6501173 | 10.519.868 | O-RING, VITON, USED ON #3 BOILER FEED PUMP |  |  | UK19673 | 2FA12F59 | 3 | EA | 58.05
PETE | 6623921 | 10.519.893 | TOOTH, OIL DEFLECTOR OUT, GE PART #U316D021T0009 FOR PETE 3 TURBINE 170X583. |  |  | U316D021T0009 |  | 0 | EA | 0
PETE | 3106153 | 10.519.896 | OIL, OMALA S4 GX 220 | 203RWSGTA1 | T-1 SURGE TANK AGITATOR | SHELL OMALA S4 GXV 220 | SB4FL. | 7 | DR | 14090.1
PETE | 3105020 | 10.519.897 | OIL TREATMENT, S.T.P. (15 OZ. CANS). | 204RWCB103 | CO-103 FLYASH SCREW CONV & BEARINGS MCC 101 FLYASH SCREW CONV CO-103 | NAPA #552 | 2FA56A2 | 14 | CAN | 59.5
PETE | 5012757 | 10.519.904 | OPERATOR, HEAVY DUTY, EXTENDED PUSH BUTTON, BLACK, NON-ILLUMINATED, FOR USE WITH EATON 10250T SERIES PUSH BUTTON SWITCHES, USED IN FREEDOM 2100 MCC, PETE SBS & PETE 2&3 BAGHOUSE MCC'S. | 203MCCFF3A | UNIT 3 BAGHOUSE, 480 VOLT MCC FF-3A, SEC.1/1200 AMP., SEC. 2/8-600 AMP., 65,000 AMP. SHORT CIRCUIT RATING. MAIN INCOMING FROM 480 VOLT SWGR. BUS FF3A, CUBICLE 4B | 10250T111 | 2FA21F28 | 2 | EA | 58.52
PETE | 5303251 | 10.519.909 | PLATE, HAND HOLE, 3-3/8", ROUND, SEAL WELD, FOR HTP #4-#6 & PETE #4 ABB C-E SVCS. BOILERS. |  |  | 11-MSW | 2FA1A6 | 3 | EA | 91.95
PETE | 5513025 | 10.519.923 | THRUST BEARING ADAPTER PLATE FOR PETE 3&4 COAL PULVERIZERS. | 203BFCM001 | 3-1 PULVERIZER *** CONFINED SPACE ENTRY *** *** FOR PYRITE SECTION ONLY - SEE NOTES PAGE 6 *** | 94-1327 | SB1JD6 | 2 | EA | 8550.93
PETE | 5721005 | 10.519.924 | PLATE, BACKUP, PT #SK-170850 FOR ASH HANDLING UCC DWG. 2-1701-2191 BOTTOM ASH EXPANSION JOINT, UNIT #4. |  |  | SK-170850 | SB1RB4 | 2 | EA | 454
PETE | 5711421 | 10.519.926 | PLATE, COMBING, FOR UCC 33" X 30" EXCEN-CRUSHER ASH GRINDERS, USED ON PETE #2, #3 & #4 BOTTOM ASH SYSTEMS. | 203AHBGG0A | UNIT 3 (A) BOTTOM ASH HOPPER GRINDER | 21996 | SB1RE4 | 6 | EA | 2030.68
PETE | 5004054 | 10.519.929 | PLATE, TOP COVER, FOR PETE #3 & #4 SCRUBBER HYDROCLONES, KREBS MODEL D6BB12DEG., S/N 20442-46. | 272PH52735 | PHB 121-1-1 PRIMARY CYCLONE. | 63-ST | SB3F1B2 | 2 | EA | 463.52
PETE | 5701507 | 10.519.931 | PLATE, DIFFUSER, FOR EWS #7 & PETE #3 & #4 ELECTROSTATIC PRECIPITATOR FLYASH DISCHARGE HOPPERS, PER UC DWG. #510-54411-4E. |  |  | SK-15310 | 4FA54A4 | 15 | EA | 573.75
PETE | 5706781 | 10.519.932 | PLATE, FRAME, FOR PETE #4 DEWATERING FILTER FEED PUMPS, WARMAN PUMPS MODEL 4/3CAH. | 203RPSP03A | 3-A MAKE-UP SLURRY PUMP P5-3A (EAST PUMP) (PUMP CONNECTED TO SLURRY STORAGE TANK) | CAM3032D21 | SB1GE9 | 1 | EA | 2374.95
PETE | 6606529 | 10.519.934 | PLATE, LOCK, FAN BLADE BOLT, TE/GE, FOR PETE #2 & #3, EWS #5 & HTP #4 & #5 G.E. TURBINE GENERATORS, S/N 170 X 350 / 583. | 202TG00000 | UNIT 2 TURBINE/GENERATOR | 09028554P0001 | 2FA2E12 | 28 | EA | 127.96
PETE | 5513955 | 10.519.944 | PLATE, LOCKING, JOURNAL CAP SCREW, FOR PETE #3 & #4 ABB C-E SVCS. MODEL 903RP COAL PULVERIZERS, S/N 73831-73836. | 203BFCM001 | 3-1 PULVERIZER *** CONFINED SPACE ENTRY *** *** FOR PYRITE SECTION ONLY - SEE NOTES PAGE 6 *** | MP-7322-F | 1FA12E5 | 7 | EA | 210.02
PETE | 5706708 | 10.519.946 | PLATE, MOUNTING, STEEL, FOR PRIMARY HYDROCLONES, USED ON PETE #4 DEWATERING MILL SLURRY, KREBS CYCLONE MODEL GMAX6-3193, S/N G115252I THRU G115262I. | 272PH15252 | PH 44-1-1 PRIMARY HYDROCLONE | G6-43-R0612-IPL | SB1GE3 | 4 | EA | 1188
PETE | 5304879 | 10.519.947 | PLATE, SEAL, 304 SS, FOR 22" COAL NOZZLE & 32" WINDBOX WIDTH, FOR PETE #3 ABB C-E SVCS. BOILER IGNITION SYSTEM. | 203BFCBA00 | A CORNER BURNERS, TILTS, LINKAGE, AND DRIVE UNIT | 9021912-23 | SB1PE10 | 17 | EA | 7102.72
PETE | 5706733 | 10.519.948 | PLATE, KEEPER, FOR PETE #4 DEWATERING PRIMARY HYDROCLONE & RECLAIM WATER PUMPS, WARMAN PUMPS MODEL 6/4EEAH. | 204MSP405A | BALLMILL SLURRY PUMP | E4081E62 | 2FA6F52 | 4 | EA | 104.37
PETE | 5713460 | 10.519.949 | PLATE, RETAINER, UCC PT #SK-190843 FOR 10" SWING DISC GATE ASSY FOR PETE #4 ASH SYSTEM. |  |  | SK-190843 | 4FA5F11 | 2 | EA | 30.34
PETE | 5706714 | 10.519.951 | PLATE, RETAINER, STEEL, FOR PRIMARY HYDROCLONES, USED ON PETE #4 DEWATERING MILL SLURRY, KREBS CYCLONE MODEL GMAX6-3193, S/N G115252I THRU G115262I. | 272PH15252 | PH 44-1-1 PRIMARY HYDROCLONE | C7400-ST | SB1GE2 | 3 | EA | 360
PETE | 5003079 | 10.519.955 | PLATE, PUMP, SIDEPLATE, SUCTION, ITEM 176, 316SS, FOR PETE #3 IUCS RECLAIM WATER PUMPS, GOULDS PUMPS MODEL 3175M, 6 X 8 X 18, S/N 237B948. | 203RDRWP3A | P6-3A RECLAIM WATER PUMP INCLUDES PUMP, MOTOR AND CONTROLS | 104-598-1203 | SB3E2D1 | 1 | EA | 3631.5
PETE | 5005310 | 10.519.963 | PLATE, WEAR, FOR DUECHTING PUMP MODEL MCC 500-800, USED ON PETE #4 SCRUBBER ABSORBER FEED PUMP. |  |  | 4.402491 | SB4FLOOR | 6 | EA | 32434.25
PETE | 5513172 | 10.519.965 | PLATE, WEAR, BOWL HUB COVER, FOR PETE ABB C-E SVCS. MODEL 683RPS, 823RPS & 903RP COAL PULVERIZERS. | 203BFCM001 | 3-1 PULVERIZER *** CONFINED SPACE ENTRY *** *** FOR PYRITE SECTION ONLY - SEE NOTES PAGE 6 *** | MP-10170 | SB3N1C2 | 4 | EA | 1661.56
PETE | 5008215 | 10.519.967 | PLATE, WEAR, POLY-PG, FOR FILTER DRUM, USED ON PETE #4 CSI VACUUM FILTERS, FL-101 & FL-102, DORR-OLIVER EIMCO S/N CSP0000252-1. | 204RWVFFL1 | FL 101 VACUUM FILTER MCC 101 ROTARY VACUUM FILTER FL-101 ***CONFINED SPACE ENTRY***SEE NOTES PAGE 6*** | 575864 | SB1AE2 | 3 | EA | 9022.34
PETE | 5005783 | 10.519.973 | PLATE, SHELL, 55-1/4" LONG, ITEM 15, MARK #R-52-0213-4-01, FOR PETE #3 & #4 SCRUBBER LIMESTONE BALL MILLS. | 203RPBM000 | M2-3 BALL MILL LINERS,SCREENS,AND INTERNALS | Q96830 | SB3K1C7 | 0 | EA | 0
PETE | 5706788 | 10.519.977 | PLC-MICROLOGIX 1400, 120/240 VAC, USED ON PIN PADDLE MIXER/UNLOADER FLUIDIZING CONTROL PANEL. | 203AHFU031 | 3-1 ROTARY DUSTLESS UNLOADER | 1766-L32AWAA | 2FA6B25 | 1 | EA | 948.3
PETE | 5005431 | 10.520.009 | PACKING, TEFLON, FOR GRACO, MODEL 203-869E, MANUFACTURER PART NO = 160-673 | 204RPBMLO0 | BALL MILL LUBE SYSTEM | 160-673 | 2FA24F12 | 1 | EA | 32.64
PETE | 5005439 | 10.520.013 | PACKING, TEFLON LOWER, FOR LUBRICATOR RESEARCH COTTRELL, MODEL 14" FACE, USED PETE 4 SO2 MANUFACTURER PART NO = 6-10052-2 REL | 204RPBMLO0 | BALL MILL LUBE SYSTEM | 6-10052-2 REL | 2FA24F14 | 1 | EA | 32.64
PETE | 5008227 | 10.520.017 | PACKING, FOR 30" AEROQUIP TJ CYLINDER, FOR CLARKSON, MODEL KNIFE GATE VALVE VICTOR PART NO = 5072-31 | 204RDVYA1B | A-1 ABSORBER FEED PUMP SUCTION VALVE FV-403A | 5072-31 | 2FA5E12 | 14 | EA | 525.42
PETE | 5701207 | 10.520.023 | PACKING, DIE FORMED, USED ON THE SHEARDISK VALVE ON THE NUVA FEEDER, PETE 2&3 BAGHOUSE. | 203BCOMP01 | UNIT 3 FABRIC FILTER COMPARTMENT #1, CONTAINS 34 ROWS OF 40 FILTER BAGS SUPPORTED ON WIRE CAGES, TOTAL OF 1360 BAGS. BAGS ARE 29.75' LONG, 5" DIAMETER. COMPARTMENTS ARE NUMBERED SO. TO NO., EAST TO WEST, S.E. IS #1, N.E.. IS #2. 2PI-FF-1801 DIFF.PRESS.GA | 406179-20 | 2FA11F58 | 6 | EA | 56.1
PETE | 5009624 | 10.520.038 | PACKING, VALVE, 3" COSMIX STEM PACKING KIT, FOR FUJIKIN LEVEL CONTROL BALL VALVE, USED ON PETE #1 & #2 SCRUBBER. | 204RMVF08A | REAGENT FLOW TO A ABSORBER FD TK FCV408A | C300-7-8-14-15 | 2FA15F7 | 2 | ST | 622.06
PETE | 5009623 | 10.520.041 | PACKING, VALVE, 3" COSMIX CERAMIC PACKING SET, FOR FUJIKIN BALL VALVE, USED AS LEVEL CONTROL VALVE, FOR PETE #1 & #2 SCRUBBER. | 204RMVF08A | REAGENT FLOW TO A ABSORBER FD TK FCV408A | C300-10-13 | 2FA15F7 | 1 | ST | 200
PETE | 2903061 | 10.520.056 | PACKING, NON-ASBESTOS, 1/2" SQUARE, MULTI-PURPOSE, GRAPHITE. (5 LB. SPOOL) | 203AHBGG0A | UNIT 3 (A) BOTTOM ASH HOPPER GRINDER | STYLE 98 | 1FA4E42 | 5 | LB | 1250
PETE | 5702750 | 10.520.062 | PACKING, ROD, FOR 10" HYDRAULIC CYLINDER (2-4301-14) PER DWG. 527-54411-E, USED ON ASH PIT HOPPER, EWS 7 & PETE 3, CONSISTS OF 2 EA. J.M.CLIPPER 11818CN-2 &1 EA. 13140. | 203AHBD001 | 3-1 DEWATERING BIN, GATES AND SCREENS | SK-43067 | 1FA3F23 | 23 | ST | 456.09
PETE | 5721578 | 10.520.065 | PACKING, SQUARE, .25" X 1/13" ID, FOR TOP & BOTTOM GATES, USED ON PETE #4 TOP ASH SYSTEMS. | 204AHFFA00 | "A" ROW PRECIP FEEDERS A-1 THRU A-4, | 41135 | 1FA3E40 | 8 | EA | 26.4
PETE | 2903315 | 10.520.068 | PACKING, NON-ASBESTOS, 3/4" SQUARE, KEVLAR, GARLOCK STYLE PM-5, (10 LB./ 25 FT. BOX). "DO NOT SUBSTITUTE" | 203RMRCPA2 | RECYCLE PUMP P1-3-A2 | PM-5 | 1FA4F39 | 20 | LB | 598
PETE | 5005423 | 10.520.071 | PACKING, LEATHER, V, FOR GRACO, MODEL 203-869E, MANUFACTURER PART NO = 162-391 | 204RPBMLO0 | BALL MILL LUBE SYSTEM | 162-391 | 4FA4E7 | 5 | EA | 79.75
PETE | 5002267 | 10.520.078 | PAD, IMPACT, FOR ERIEZ MAGNETICS, MODEL P150 HT, STYLE 26, 115 V. 60 CYCLE5 AMP, PT #9, S/N M0504047. | 203AHHPR01 | UNIT3 ASH HOPPER # 1, HOPPER HEATERS &; 3FA5001V-ASH GATE 3SV-FA5001-SOV 3TE-FF-1701A & B- RTD TEMP. DETS. 3LE-FF-1501-HH ASH LEVEL ELEMENT 3LE-FF-1601-H ASH LEVEL ELEMENT 3FF1301E-VIB. 3FF1401E-VIB. SEE ASSET NOTES FOR MFG PART NUMBERS. | 18006 | 4FA4E25 | 1 | EA | 98
PETE | 5012920 | 10.520.084 | PAD, PRE-FILTER, FOR INGERSOLL RAND MODEL A75i-A125 COMPRESSORS, USED ON PETE 2 & 3 BAGHOUSE INSTRUMENT AIR COMPRESSORS. | 203BCOMP01 | UNIT 3 FABRIC FILTER COMPARTMENT #1, CONTAINS 34 ROWS OF 40 FILTER BAGS SUPPORTED ON WIRE CAGES, TOTAL OF 1360 BAGS. BAGS ARE 29.75' LONG, 5" DIAMETER. COMPARTMENTS ARE NUMBERED SO. TO NO., EAST TO WEST, S.E. IS #1, N.E.. IS #2. 2PI-FF-1801 DIFF.PRESS.GA | 23561319 | 2FA4A20 | 2 | EA | 88
PETE | 5606017 | 10.520.086 | PADDLE PIPE EXTENSION, PYRITE HOPPER | 204AHTKP01 | 4-1 PYRITE HOPPER AND CATEGORY'S OF THE HOPPER | LUB040500-12'' | 2FA24G28 | 1 | EA | 48.1
PETE | 5721644 | 10.520.088 | PADDLE, MIXER, 3037/30, 8 LG, AR, FOR FLY ASH DUSTLESS UNLOADER. | 203AHFU031 | 3-1 ROTARY DUSTLESS UNLOADER | 62007 | 2FA11H7 | 7 | EA | 499.8
PETE | 5706117 | 10.520.089 | PADDLE, LEFT-HAND, W/ BOLTS, FOR PETE #3 & #4 IUCS PUGMILL MIXERS, 24" X 13'-6", EAGLE IRON WORKS MODEL BM-D28458, S/N 10149. (PACKAGE 46 PADDLES/BOLTS IN 1 CRATE) | 203RWPM000 | PUG MILL | TV-1246-LH | SB3L2C2 | 92 | EA | 32539.85
PETE | 5513287 | 10.520.095 | PAN, BELT SUPPORT, FOR PETE #3 & #4 VOLUMETRIC COAL FEEDERS, S-E CO. SHOP ORDER #5124. | 203BFCF001 | 3-1 COAL FEEDER ********SEE EQUIPMENT NOTES PAGE 6 ********** ***NUCLEAR DENSITY GAGE ATTACHED TO PIPING*** | V411795.B01 | 4FA57B2 | 3 | EA | 7966.04
PETE | 5204996 | 10.520.111 | POSITIONER, CONTROL VALVE, ELECTROPNEUMATIC, SIPART PS2, 4-20 MA CONTROL SIGNAL, HART PROTOCOL SIGNAL, FOR PETE 1 CONTROL VALVES. |  |  | 6DR5225-0EN01-0AA9-R2B | 1FA5G28 | 2 | EA | 5654
PETE | 5204019 | 10.520.116 | POSITIONER, CONTROL VALVE, ELECTROPNEUMATIC, SIPART PS2, 4-20MA CONTROL SIGNAL, HART PROTOCOL SIGNAL, DOUBLE ACTING, PLASTIC HOUSING, ALARM MODULE, FOR PETE 3 BOILER FEED PUMP RECIRC VALVES. |  |  | 6DR5220-0EN11-0AA0 | 1FA5D45 | 2 | EA | 3687.15
PETE | 6006125 | 10.520.122 | KIT, FILM POTENTIOMETER REPLACEMENT, FOR HONEYWELL 10260A HERCULINE ACTUATOR, USED ON PETE #3 & #4 BOILER SECONDARY AIR DAMPER DRIVES. |  |  | 51451656-507 | 1FA1J20 | 8 | EA | 1464
PETE | 5002522 | 10.520.129 | POTENTIOMETER, 250 OHM 2W, FOR PETE #4 ENVIRONMENTAL ELEMENTS CO. ELECTROSTATIC PRECIPITATORS. | 204ENPRCP1 | UNIT 4 PRECIPITATOR 4-1 (SOUTH) INCLUDES CONTROLS, TR SETS, VIBRATORS, RAPPERS, DOORS, LOCKS AND HIGH VOLTAGE BUSHINGS. *********CONFINED SPACE SEE NOTES PAGE 6********* | WA32103 | 2FA21E4 | 0 | EA | 0
PETE | 5002545 | 10.520.137 | POWER SUPPLY, FOR PETE 4 PRECIPITATOR, ENVIRONMENTAL ELEMENTS PART # = WA69006 | 204ENPRCP1 | UNIT 4 PRECIPITATOR 4-1 (SOUTH) INCLUDES CONTROLS, TR SETS, VIBRATORS, RAPPERS, DOORS, LOCKS AND HIGH VOLTAGE BUSHINGS. *********CONFINED SPACE SEE NOTES PAGE 6********* | WA69006 | 2FA21I5 | 3 | EA | 819
PETE | 6001081 | 10.520.145 | POWER SUPPLY, P/N 484-12 FOR CONTROLOTRON FLOW DISPLAY COMPUTER P/N 24IN-CS40-A-T S/N 6964A, USED UNIT #1 MAKE-UP WATER FLOWMETER. |  |  |  | 2FA17D49 | 1 | EA | 353.5
PETE | 5002024 | 10.520.147 | POWER SUPPLY, PLC, NEUNDORFER SLC500 MODEL, FOR POWER CONTROLS, USED ON PETE #3 TOP ASH SYSTEMS. | 203ENPRCP1 | UNIT 3 PRECIPITATOR 3-1 (SOUTH) INCLUDES CONTROLS, TR SETS, VIBRATORS, RAPPERS, DOORS, LOCKS AND HIGH VOLTAGE BUSHINGS. ***** CONFINED SPACE/SAFETY SEE NOTES PAGE 6 ***** | 1746-P2 | 2FA11H28 | 2 | EA | 1170
PETE | 5207511 | 10.520.152 | POWER SUPPLY, 24V DC OUTPUT, 10 AMP, 230/115V AC INPUT, FOR UNIT #4 COOLING TOWER. |  |  | 1606-XL240DR | 4FA5D10 | 1 | EA | 619.61
PETE | 5706782 | 10.520.153 | POWER SUPPLY, 24 VDC OUTPUT, USED IN PETE 3 & 4 ASH SILO PIN PADDLE MIXER/UNLOADER CONTROL PANELS. | 203AHFU031 | 3-1 ROTARY DUSTLESS UNLOADER | PS5R-SC24 | 2FA6D25 | 1 | EA | 94.94
PETE | 5013011 | 10.520.157 | POWER SUPPLY BOARD IN ERP FOR ULTRAFLOW 150. | 203ENEM00B | UNIT 3 SCRUBBER SO2,CO2,NOX BACK-UP C.E.M. INCLUDES SO2,CO2,NOX ANALYZERS, SAMPLE SYSTEM, DATA LOGGERS, PROBE CONTROLLER, FLOW TRANSDUCER, AND PRINTER. | 1803-0300-02 | 2FA20E3 | 2 | EA | 969
PETE | 5013450 | 10.520.160 | POWER SUPPLY, 24 VDS - GENETIX, USED ON MERRICK WEIGH FEEDER, MODEL 450-36-G, S/N 30491, PETE 4 LIMESTONE PREP BLDG. | 204LSW4405 | LIMESTONE WEIGH FEEDER FOR BALLMILL 44-05 | FE14336 | 1FA11A12 | 1 | EA | 279
PETE | 5002026 | 10.520.167 | POWER SUPPLY, NEUNDORFER SLC500 MODEL, FOR MICRORAP POWER CONTROLS, USED ON PETE #3 TOP ASH SYSTEMS. | 203ENPRCP1 | UNIT 3 PRECIPITATOR 3-1 (SOUTH) INCLUDES CONTROLS, TR SETS, VIBRATORS, RAPPERS, DOORS, LOCKS AND HIGH VOLTAGE BUSHINGS. ***** CONFINED SPACE/SAFETY SEE NOTES PAGE 6 ***** | 84000-011A | 2FA11C5 | 2 | EA | 882
PETE | 5225402 | 10.520.174 | PREAMPLIFIER, STACK BOX FOR CONTINUOUS EMISSION MONITOR ON #3 STACK AT H.T. PRITCHARD. |  |  | 1003-1500-02 | 2FA18F11 | 2 | EA | 664
PETE | 5004653 | 10.520.185 | KIT, PH PROBE, LIQUID JUNCTION REPLACEMENT KIT, FOR PETE #3 SCRUBBER MONITORING SYSTEMS. | 203RMBCNI0 | "B" MODULE INSTRUMENTS AND DEVICES INCLUDES ALL SCRUBBER MODULE SYSTEM MEASURING, INDICATING, RECORDING OR CONTROLLING INSTRUMENTS. | 24192-00 | 2FA1E34 | 5 | EA | 260
PETE | 5008584 | 10.520.186 | PROBE, DILUTION, THREADED, FLANGE TYPE, FOR PETE #1 & #2 STACK INLETS & PETE #1 BYPASS STACK. | 203ENEM00B | UNIT 3 SCRUBBER SO2,CO2,NOX BACK-UP C.E.M. INCLUDES SO2,CO2,NOX ANALYZERS, SAMPLE SYSTEM, DATA LOGGERS, PROBE CONTROLLER, FLOW TRANSDUCER, AND PRINTER. |  | 1FA1L2 | 4 | EA | 21675
PETE | 5503002 | 10.520.188 | PROBE, PULVERIZER AIR, 40.75", RECT-SPCL W/TEMPERTURE ATTACHED, PER AIR MONITOR DWG W93200AC, "CUSTOM PART" USED ON U4 PULVERIZERS. | 204BFCM001 | 4-1 PULVERIZER *** CONFINED SPACE ENTRY *** *** FOR PYRITE SECTION ONLY - SEE NOTES PAGE 6 *** | VOLU-PROBE/1SS W/TEMPERATURE | SB1JE7 | 0 | EA | 0
PETE | 5711367 | 10.520.191 | PROBE, LEVEL ASSEMBLY, FOR PETE #4 CSI FLYASH DAY TANKS. | 203AHCNC00 | UNIT 3 ASH SYSTEM CONTROLS: INCLUDES ALL ASH SYSTEM COMMON CONTROLS: INSTRUMENTS NOT INCLUDED: | 34594-1 | 4FA54B7 | 5 | EA | 5818.1
PETE | 5701157 | 10.520.192 | PROBE, LEVEL, 10", NO ELECTRONICS, USED ON THE NUVA FEEDER, PETE 2&3 BAGHOUSE. | 203BCOMP01 | UNIT 3 FABRIC FILTER COMPARTMENT #1, CONTAINS 34 ROWS OF 40 FILTER BAGS SUPPORTED ON WIRE CAGES, TOTAL OF 1360 BAGS. BAGS ARE 29.75' LONG, 5" DIAMETER. COMPARTMENTS ARE NUMBERED SO. TO NO., EAST TO WEST, S.E. IS #1, N.E.. IS #2. 2PI-FF-1801 DIFF.PRESS.GA | 34613-06-00 | SB1KE2 | 1 | EA | 1296
PETE | 6002102 | 10.520.204 | PROBE, TRANSDUCER, DIFFERENTIAL EXPANSION, 3300 XL, 25MM, FOR BENTLY NEVADA VIBRATION MONITORING SYSTEM (TSI), USED ON PETE #3 G.E. TURBINE, S/N 170 X 583. |  |  | 330851-04-00-20-10-00-00 | 1FA5C42 | 1 | EA | 1048
PETE | 6002120 | 10.520.205 | PROBE, TRANSDUCER, ROTOR EXPANSION-A, 3300 XL, 50MM, FOR BENTLY NEVADA VIBRATION MONITORING SYSTEM (TSI), USED ON PETE #3 & #4 G.E. TURBINE GENERATORS, 170 X 583 / 755. (REDX-A, RXD-1) |  |  | 330876-03-10-00-00 | 1FA5B42 | 1 | EA | 1501
PETE | 6002108 | 10.520.206 | PROBE, TRANSDUCER, REVERSE MOUNT, KEYPHASOR, AXIAL POSITION, 3300, 8MM, FOR BENTLY NEVADA VIBRATION MONITORING SYSTEM (TSI), USED ON PETE #3 BFP, PETE #4 G.E. TURBINE, S/N 170 X 755 & PETE #1 WESTINGHOUSE TURBINE, S/N 13A2802-1. |  |  | 330105-02-12-10-02-00 | 1FA5A38 | 2 | EA | 554.72
PETE | 3910139 | 10.520.217 | PIN, DRIVE, T4-164 FOR CRANE TELEDYNE MOTOR OPERATED VALVES MODEL T4-02 S/N T-1144 ON UNIT #1. |  |  | T4-164 | 1FA10E64 | 41 | EA | 32.8
PETE | 5706552 | 10.520.222 | PIN, WRIST, UPPER, 2205 SS, FOR FILTER DRUM VAT AGITATOR, USED ON PETE #4 CSI VACUUM FILTERS, FL-101 & FL-102, DORR-OLIVER S/N CSP0000252-1. | 204RWVFFA1 | FL-101 VACUUM FILTER AGITATOR | 521318 | 2FA1E43 | 2 | EA | 2682
PETE | 5301080 | 10.520.228 | PINION, FOR COPES-VULCAN, MODEL RW-5E WALL BLOWER MANUFACTURER PART NO = 60371 | 203BSSBA01 | A-1 "A" ROW WALL SOOTBLOWER | 60371 | 1FA3E5 | 1 | EA | 2.66
PETE | 5003510 | 10.520.230 | PINION, HIGH SPEED, FOR PHILADELPHIA GEAR, MODEL PTERO-24 INTERDRIVE, USED/AREA PETE 3 MANUFACTURER PART NO = 17, S/N 305046 & 7 | 203RPMSTK1 | 3-1 MAKE-UP SLURRY STORAGE TANK *** CONFINED SPACE ENTRY *** *** SEE NOTES PAGE 6 *** | 17 | SB3B1A7 | 1 | EA | 812
PETE | 5711744 | 10.520.231 | PINION, LOW SPEED, FOR FMC LINK-BELT SIZE & MODEL DDFF-73, INTERDRIVE, USED ON CLINKER GRINDER DRIVE UNIT, UNIT 3, MANUFACTURER PART NO. 1785Z130-1. |  |  |  | 1FA3E47 | 2 | EA | 528
PETE | 5706339 | 10.520.235 | PINION, HIGH SPEED, FOR PHILADELPHIA MIXERS MODEL 3801-S-PTO, USED ON OVERFLOW SUMP AGITATOR, PETE 4, MANUFACTURER PART NO. 6 | 204RWSU000 | SP101 OVERFLOW SUMP *** CONFINED SPACE ENTRY *** *** SEE NOTES PAGE 6 *** | 6 | 2FA21E39 | 1 | EA | 382
PETE | 5005159 | 10.520.236 | PINION, HIGH SPEED SHAFT, FOR CHEMINEER MIXERS, MODEL 4-HTD-7.5, SIZE/DESCPETE 4, MANUFACTURER PART NO = 2030-064J | 204RDDFTM0 | DISPOSAL FEED TANK MIXER | PT#(FIG 21) | 4FA2E34 | 1 | EA | 489.59
PETE | 5301068 | 10.520.237 | PINION, MOTOR, PETE 3, FOR COPES-VULCAN, MODEL RW-5E WALL BLOWERS MANUFACTURER PART NO = 21499 | 203BSSBA01 | A-1 "A" ROW WALL SOOTBLOWER | 21499 | 1FA3E2 | 2 | EA | 48.3
PETE | 5711526 | 10.520.248 | PIPE, 12" NUVALOY MJN X 18 FT LONG,USED ON ASH CONVEYOR LINES REF PO 54674-4- PETE 3 WITH MECH. JOINT. PT #174034 | 203AH00000 | UNIT 3 ASH HANDLING SYSTEM |  | SB1 YARD | 126 | FT | 6451.2
PETE | 5711817 | 10.520.254 | PIPE, 45 DEG., EPOXY POURED LATERAL, (2'-3" X 1'-3" X 2'-6-1/2") W/ ROTATING FLGS., 17 1/2" B.C., 12 HOLES @ 7/8" DIA., SEE POS. 7, LINED W/ 12" I.D. ABRESIST, REF. DETRICK DWG. #AB-0055. | 203AH00000 | UNIT 3 ASH HANDLING SYSTEM |  | SB1RC11 | 1 | EA | 3810.92
PETE | 5003621 | 10.520.260 | PIPE, FIBERGLASS FILAMENT WOUND 4" ABCO P150 | 203RMPGTOA | "A" MODULE TRAPOUT TRAY PIPING AND VALVES. |  | SB1 RACK | 20 | FT | 90.4
PETE | 3202366 | 10.520.262 | PIPE, STAINLESS, A-312, 16" OD, SCH. 30, T304 FF, USED AS UNIT 3 PULVERIZERS CENTER FEED PIPE. (20 FT LENGTHS) | 203BFCM001 | 3-1 PULVERIZER *** CONFINED SPACE ENTRY *** *** FOR PYRITE SECTION ONLY - SEE NOTES PAGE 6 *** |  | SB1 RACK H | 0 | FT | 0
PETE | 5713402 | 10.520.263 | PIPE, STEEL SPOOL, 12" ID X 14-1/2" OD X 18 FT. LONG, ABRESIST LINED, W/ ONE FIXED & ONE ROTATING FLANGE, 17-1/2" B.C., REF. DIETRICH DWG. #AB-0097, ITEM #1, FOR PETE #3 & #4 BOTTOM ASH PIPING SYSTEM. | 204AHPGD00 | BOTTOM ASH DISCHARGE PIPING. |  | SB1 YARD | 5 | EA | 16931.74
PETE | 5706512 | 10.520.264 | PIPE, SUPPORT, 24", STAINLESS STEEL, FOR PETE BY-PRODUCTS 24" CONVEYOR BELTS. | 203RWCB01A | CO-1A FILTER DISCH CONVEYOR |  | SB3B2A5 | 2 | EA | 212.92
PETE | 5304107 | 10.520.265 | PIPE, FUEL INLET, 20" DIA. X 54-1/2" LONG, CERAMIC LINED, STRAIGHT SPOOL, W/ VICTAULIC RING ONE END, BOLTED FLANGE ON OTHER END, FOR PETE #2 ABB C-E COAL PULVERIZER PIPING TO BOILER. | 202BFPG002 | 2-2 PULVERIZED FUEL PIPING FROM EXHAUSTER TO THE BOILER. | 627-056-101-CER | SB1RF2 | 1 | EA | 3381.33
PETE | 5721171 | 10.520.267 | PIPE, BOTTOM ASH, 12" DUR-ROK, LINED, 2'-10 7/8", UCC #174585-021014, USEDAS POSITION SDM1 FOR PETE #3 BOTTOM ASH SLURRY DENSITY SYSTEM. | 203AH00000 | UNIT 3 ASH HANDLING SYSTEM | 174585-021014 | SB1QF2 | 1 | EA | 481.16
PETE | 5711100 | 10.520.269 | PIPE, NUVALOY, 10" DIA. X 18'-0", MINIMUM LENGTH W/ MECHANICAL JOINT, FOR PETE #1, #2 & #3 ASH SLUICE LINES. ("L" DIMENSION IS 17'-11-1/2", 1/2" DIFFERENCE ALLOWS FOR GASKET MATERIAL.) | 203AH00000 | UNIT 3 ASH HANDLING SYSTEM | 174033 | SB1 RACK | 54 | FT | 3005.64
PETE | 5711512 | 10.520.270 | PIPE, DURITE, 12" X 47-3/4", W/ BEVELED CONNECTION, FOR PETE #3 BOTTOM ASH SYSTEM. | 203AHBHH0A | UNIT 3 (A) BOTTOM ASH HOPPER ***CONFINED SPACE ENTRY*** ***SEE NOTES PAGE 6*** | 170284-480 | SB1QE1 | 1 | EA | 2099
PETE | 5701859 | 10.520.271 | PIPE, ASHCOLITE, 8", FOR PETE #1 & #2 BOTTOM ASH SYSTEMS, A-S-H CONTRACT # CA-2345 & A-60901. (18 FT. STD. LENGTHS) | 204AHTKPH0 | UNIT 4 PYRITE HOLDING OR TRANSFER TANK. | F8P216 | SB1 RACK | 36 | FT | 3564
PETE | 5706024 | 10.520.272 | PIPE, 2", GREEN THREAD BXS EPOXY 20' NOM LENGTH, USED ON PETE 3&4 SILO UNLOADERS. | 203AHFU031 | 3-1 ROTARY DUSTLESS UNLOADER | SM021020-114-1 | SB1 RACK E | 40 | FT | 436
PETE | 5711524 | 10.520.273 | PIPE, DURITE, 4" DIA. X 3" LONG, W/ BEVELED ENDS, FOR PETE #4 BOTTOM ASH PYRITE SYSTEMS. | 204AHTKP01 | 4-1 PYRITE HOPPER AND CATEGORY'S OF THE HOPPER | 174104-30 | SB1RE2 | 3 | EA | 351
PETE | 5721039 | 10.520.274 | PIPE, 10" DURITE B.E. 4 FT. 11-3/4", PT #3-170285- 600, DWG. 510-54674-19 FOR UCC ASH SYS., UNIT #4. |  |  | 3-170285- 600 | SB1QE1 | 1 | EA | 777
PETE | 5721003 | 10.520.275 | PIPE, DURITE, 12" DIA. X 59-3/4" LONG, W/ BEVELED CONNECTION, FOR PETE #3 & #4 BOTTOM ASH DISCHARGE LINE. | 204AHBAHB0 | UNIT 4 BOTTOM ASH SYSTEM B HOPPER AND ASSOCIATED EQUIPMENT | 170284-600 | SB1RF1 | 2 | EA | 5237.94
PETE | 5702702 | 10.520.276 | PIPE, DURITE, 6" X 6 FT. LONG, W/ BEVELED FLANGES, FOR PETE #3 ECONOMIZER HYDROVEYOR & COMBINING TUBE. |  |  | 174106-720 | SB1 RACK C | 1 | EA | 854.5
PETE | 5711517 | 10.520.278 | PIPE, DURITE, 12" DIA. X 9-3/4" LONG, W/ BEVELED CONNECTION, FOR PETE #3 & #4 BOTTOM ASH SYSTEMS. | 203AH00000 | UNIT 3 ASH HANDLING SYSTEM | 170284-100 | SB1RC5 | 2 | EA | 1238
PETE | 5711516 | 10.520.280 | PIPE, DURITE, 12" X 17-3/4", W/ BEVELED CONNECTION, FOR PETE #4 BOTTOM ASH SYSTEM. | 203AH00000 | UNIT 3 ASH HANDLING SYSTEM | 170284-180 | SB1RD1 | 0 | EA | 0
PETE | 5711514 | 10.520.282 | PIPE, DURITE, 12" X 11-3/4", W/ BEVELED CONNECTION, FOR PETE #3 & #4 BOTTOM ASH SYSTEMS. | 203AH00000 | UNIT 3 ASH HANDLING SYSTEM | 170284-120 | SB1QD7 | 1 | EA | 1022.11
PETE | 5721012 | 10.520.283 | PIPE, DURITE 4" B.E. 5-3/4", PT #2-174104-60 DWG. #510-54674-14 FOR UCC ASH SYS., UNIT #4. | 204AHTKP01 | 4-1 PYRITE HOPPER AND CATEGORY'S OF THE HOPPER | 2-174104-60 | SB1RE2 | 1 | EA | 96.4
PETE | 5701890 | 10.520.284 | WEARBACK, PIPING, REPLACEABLE, 4" PYRITE LINE, FOR PETE #1 & #2 BOTTOM ASH SYSTEMS, PER A-S-H DWG. #3-4041A. | 201AHPH001 | 1-1 MILL PYRITE HOPPER,THROAT,SLIDE GATE | NH-6445 | SB5A1B2 | 2 | EA | 344.34
PETE | 5711446 | 10.520.293 | PISTON, UNIPAC, 44264 FOR 3" X 6 3/8" CYL. (3-4401-61) AS FURNISHED ON U.C.C. P.O. 54674-4 FOR ASH HANDLING SYS PETE #3. |  |  | 44264 | 1FA3E30 | 4 | EA | 106.4
PETE | 6001005 | 10.520.298 | PITOT TUBE ASSEMBLIES, PRE-FABRICATED. | 203BA13705 | CLEAN AIR FLOW 3-5 INLET AT PULVERIZER, FLOW INDICATOR |  | SB1EE2 | 0 | EA | 0
PETE | 5005406 | 10.520.316 | PUMP, HYDRAULIC LIFT, W/ MOTOR ASSY., FOR PETE #3 & #4 SCRUBBER BALL MILLS, KVS MODEL 48 X 16-3/5B, S/N 758-P-75 & 1469-P-82, SIZE 10' X 18'-6". | 203RPBMP01 | BALLMILL HYLIFT PUMP P20-3 EAST END | 3-31256-1 | 4FA4F2 | 1 | EA | 3767.76
PETE | 5013521 | 10.520.322 | PUMP, OIL AUXILIARY, USED ON PETE 4 SCRUBBER OXIDATION AIR COMPRESSORS. | 204OCS4402 | OXIDATION AIR COMPRESSOR SKID 2 | 70818 | 1FA11D18 | 1 | EA | 2205
PETE | 5005566 | 10.520.328 | PUMP, LUBE OIL GEAR, FOR PETE #4 SCRUBBER BOOSTER FAN & REHEAT FAN LUBE OIL SYSTEMS, LUBRICATOR COMPONENTS DWG. #3956B30. | 204RF00000 | UNIT 4 SCRUBBER FANS SYSTEM | G20-2D7A1-A1A-40 | 4FA52A3 | 1 | EA | 1733
PETE | 5013520 | 10.520.330 | PUMP, OIL, MECHANICAL, (R35/63), ITEM #S129, USED ON PETE 4 SCRUBBER OXIDATION AIR COMPRESSORS. | 204OCS4402 | OXIDATION AIR COMPRESSOR SKID 2 | 74079 | 1FA11H15 | 1 | EA | 5649
PETE | 5006970 | 10.520.341 | VANE PUMP, VICKERS ITEM 02322148-3, USED ON PETE 4, A,B&C TOWER HYDRAULIC SYSTEM. (TANK OPERATES HYDRAULIC VALVE OPERATORS) | 204RDHOS0A | A TOWER HYDRAULIC SYSTEM ,TANK OPERATES HYDRAULIC VALVE OPERATORS ON A TOWER | V20 1S10S1C11 | 2FA23B24 | 2 | EA | 1170.08
PETE | 5706795 | 10.520.345 | PUMP, BOOSTER WATER, CRN64-3-2 A-G-G-E-HQQ3 284/286TC, USED FOR WATER BOOSTER PUMP TO THE PIN PADDLE MIXER/UNLOADERS IN PETE 3&4 ASH SILOS. | 203AHFSP01 | 3-1 SILO DUSTLESS UNLOADER BOOSTER PUMP | 96416025 |  | 0 | EA | 0
PETE | 5006203 | 10.520.353 | PUMP, BARREL, RECIPROCATING PISTON, FOR SPRAY LUBE SYSTEM, USED ON PETE SCRUBBER #5 LIMESTONE BALL MILL. | 204BMS0000 | BALLMILL SYSTEM 44-05 | 4077870 | 4FA50B5 | 1 | EA | 5550
PETE | 6708962 | 10.520.357 | PUMP, COMPLETE, W/STAINLESS STEEL CASING, DURCO 2K4X3-10RV M3 ST FPD-D4 | 204RMSLWP44-4A | 44-4A IUCS SEAL WATER BOOSTER PUMP | 2K4X3-10RV M3 ST FPD-D4 |  | 0 | EA | 0
PETE | 5004721 | 10.520.360 | PUMP, 3-SCREW SHANLEY, CAST IRON CASE W/STANDARD MECHANICAL SEAL, 2.0" SAE 4-BOLT FLANGED RADIAL SUCTION PORT, 1.5" SAE 4-BOLT RADIAL FLANGED DISCHARGE PORT, 19 MM DIA. SHAFT, 6 MM SQUARE KEY, CW ROTATION, HORIZONTAL FOOT MOUNTING. | 203RFBFLO1 | 3-1 BOOSTER FAN LUBE OIL SYSTEM | 3LS40A | 2FA1I4 | 2 | EA | 3690
PETE | 5721009 | 10.520.361 | PUMP, JETPULSION 4", W/ 3" DURITE C-THROAT & 1" 316 SS NOZZLE, FOR PETE #4 BOTTOM ASH SYSTEMS, PER UCC DWG. #5-1602-200. | 203AHTKP06 | 3-6 PYRITE HOPPER AND CATEGORY'S OF THE HOPPER | 4-1602-200 | SB1RD8 | 1 | EA | 1750
PETE | 5601702 | 10.520.366 | PUSHBUTTON, RED, LIGHTED, FOR FURNACE SAFEGUARD SUPERVISORY SYS, ALLEN-BRADLEY, UNIT PETE 3 MANUFACTURER PART NO = 800T-QA24R |  |  |  | 2FA15E2 | 1 | EA | 65
PETE | 5304303 | 10.520.371 | RACE, BEARING, NEEDLE THRUST, 2-1/4" ID X 3" OD X .032" THK, FOR PETE #2 BURNER LINE ISOLATION VALVES. | 203BFCBA00 | A CORNER BURNERS, TILTS, LINKAGE, AND DRIVE UNIT | V414563-B01 | 2FA25F35 | 8 | EA | 17.92
PETE | 5301786 | 10.520.373 | RACK ASSY, FOR ROTARY GEARBOX ON WALL BLOWER COPES VULCAN INC, MODEL RW-6E(LEFT HAND UNIT) MANUFACTURER PART NO = 182735 | 204BSSBA01 | A-1 "A" ROW WALL SOOTBLOWER. | 182735 | 2FA19I7 | 1 | EA | 3146.67
PETE | 5008411 | 10.520.375 | RADIATOR, HAYDEN LUBE OIL COOLER S/N 28689, USED ON PETE 4 SCRUBBER REHEATLUBE OIL AND BOOSTER FAN LUBE OIL CONSOLES. |  |  | 010540 | SB3K2A2 | 1 | EA | 1132.77
PETE | 5608251 | 10.520.384 | REACTOR ASSY, PART #44B334855-G01, FOR TURBINE SUPV. INST. SYS, PETE #4, S/N 170X755. |  |  | 44B334855-G01 | 2FA13E30 | 1 | EA | 185.86
PETE | 5304289 | 10.520.412 | PLUG, COUPLING, FOR PETE #1 EDDY PLATE OIL IGNITOR, P.C. #IG3410, HANSEN FITTING B2-K16-146, DWG. #S-923-576-3, ABB C-E CONTR. #22265-CCRRP. | 203BFIGL01 | LEVEL 1/2 IGNITORS INCLUDES A,B,C AND D CORNERS | 1G-3410 | 1FA6E38 | 2 | EA | 24.72
PETE | 5301248 | 10.520.421 | PLUG, FEMALE, 6P W/CONTACT UNIT COPES-VULCAN, MODEL AR-610-G. | 204BS00000 | UNIT 4 SOOTBLOWER SYSTEM | S130651 | 1FA5A33 | 6 | EA | 3058.44
PETE | 5304717 | 10.520.431 | SPARKPLUG ASSY, FOR ABB COMBUSTION ENG SVCS, MODEL 1G-4733-A, EWS 7 AND PETE 4, MFG PT #1G-4733-A | 204BFIGL01 | LEVEL 1/2 IGNITORS INCLUDES A,B,C AND D CORNERS | 1G-4733-A | 2FA25J4 | 10 | EA | 973.4
PETE | 5613191 | 10.520.441 | PLUG, EQ % FOR FISHER CONTROL VALVE IN UNIT 4 MFG PART # 15A6480X102 |  |  | 15A6480X102 | 2FA25H36 | 1 | EA | 121.95
PETE | 5604179 | 10.520.444 | PLUG, QO, FOR FISHER TRIP VALVE, ABB COMBUSTION ENG, S/N 9303655, TYPE STV-2,UNIT 4 MANUFACTURER PART NO = 25A2348X012 | 204BFVT002 | STV 2 IGN FUEL OIL TRIP VV | 25A2348X012 | 2FA25E8 | 1 | EA | 1044
PETE | 5504175 | 10.520.461 | PLUG, WELDING, VANE WHEEL, FOR DEFLECTION LINER, USED ON EWS #7 & PETE #2, #3 & #4 ABB C-E SVCS. COAL PULVERIZERS, MODELS 803RS, 823RPS & 903RP. | 203BFCM001 | 3-1 PULVERIZER *** CONFINED SPACE ENTRY *** *** FOR PYRITE SECTION ONLY - SEE NOTES PAGE 6 *** | GP-3842 | 1FA13G10 | 85 | EA | 781.17
PETE | 5012582 | 10.520.470 | 20LB RAPPER PLUNGER, USED ON UNIT 4. 2014, E.S.P. UPGRADE. RAPPER PARTS | 204ENP0000 | UNIT 4 PRECIPITATORS (PARENT) INCLUDES CONTROLS, TR SETS, VIBRATORS, RAPPERS, DOORS, LOCKS AND HIGH VOLTAGE BUSHINGS. *********CONFINED SPACE SEE NOTES PAGE 6********* | 40171 |  | 0 | EA | 0
PETE | 5301001 | 10.520.502 | POPPET VALVE TRIP STUD | 203BSSBL10 | L-10 ECONOMIZER SOOT BLOWER IK-525 | BP350327-010A | 1FA8F52 | 3 | EA | 249.79
PETE | 5504187 | 10.520.504 | PORT, OUTLET, MULTIPLE, FOR BOWL MILL PULVERIZER, ABB COMBUSTION ENG, SIZE903RP, AREA PETE 3 & 4 MANUFACTURER PART NO = 94-430 PC | 203BFCM001 | 3-1 PULVERIZER *** CONFINED SPACE ENTRY *** *** FOR PYRITE SECTION ONLY - SEE NOTES PAGE 6 *** | 94-430 PC | SB1OF8 | 7 | EA | 24286.22
PETE | 5008384 | 10.520.505 | REPAIR KIT, FOR FISHER 3610 JPR POSITIONER, USED ON PETE #4 IUCS/CSI DAY TANK , FULLER-KOVAKO CONTRACT #93-60044-108. |  |  | R3610JPX0012 | 1FA3C54 | 1 | EA | 250
PETE | 5603955 | 10.520.508 | RELAY, ASSY FOR FISHER VALVE POSITIONER MODEL 3580 MFG PART # R3580XRS012 S/N 5414149 | 203AHVF96A | FCV-2096-1, 3-1 ASH SLUICE PUMP RECIRC VALVE MAINTAIN MINIMUM FLOW THRU PUMP. | R3580XRS012 | 2FA25I7 | 23 | EA | 2346
PETE | 5002751 | 10.520.517 | RELAY, 115V 50/60, FOR RESEARCH-COTTRELL, USED 3 MANUFACTURER PART NO = 55300-L2 | 203ENPRCP1 | UNIT 3 PRECIPITATOR 3-1 (SOUTH) INCLUDES CONTROLS, TR SETS, VIBRATORS, RAPPERS, DOORS, LOCKS AND HIGH VOLTAGE BUSHINGS. ***** CONFINED SPACE/SAFETY SEE NOTES PAGE 6 ***** | 55300-L2 | 2FA6F2 | 1 | EA | 147
PETE | 5606517 | 10.520.533 | RELAY, FLASHER, INTEGRAL, MODEL 50-F1 120V, 60C, TYPE AF SEQUENCE, FOR A PANALARM ANNUNCIATOR MODEL 51B36 SERIES 50, #3 UNIT SCRUBBER SLUDGE DISPOSAL AREA. |  |  |  | 2FA7F8 | 2 | EA | 184.86
PETE | 3910138 | 10.520.543 | RELAY, MOTOR T4-130 FOR CRANE TELEDYNE MOTOR OPERATED VALVES, MODEL T4-02,S.O. 950046 S/N T-1144, UNIT #1. |  |  | T4-130 | 1FA10E64 | 1 | EA | 38.75
PETE | 5413331 | 10.520.547 | RELAY, OVERCURRENT, 223S2340 - TYPE 51Y, SOLID STATE, SINGLE PHASE, VERY INVERSE, 4-12 AMP TIMED FOR PETE #4 - 4160 VOLT SWITCHGEAR. |  |  |  | 4FA1C7 | 1 | EA | 331
PETE | 5413337 | 10.520.548 | RELAY, OVERCURRENT, ITE #223P9342 - TYPE 51YM, SOLID STATE, 3 PHASE, VERY INVERSE, 4-12 AMP TIMED, 16-192 AMP INST., 125 VDC FOR PETE #4 - 4160 VOLTSWITCHGEAR. SWITCHGEAR. |  |  |  | 4FA1E7 | 1 | EA | 934.93
PETE | 5404901 | 10.520.551 | RELAY, OVERLOAD, P/N 815BOV4 FOR ALLEN BRADLEY CONTACTOR CAT. #709-BOD103,SERIES K USED ON SOOT BLOWERS, UNIT 3 AND 4. | 204BSSBE11 | E-11 "E" ROW WALL SOOTBLOWER. |  | 1FA4I5 | 3 | EA | 437.49
PETE | 5606560 | 10.520.559 | RELAY, POTTER-BRUMFIELD #R10-EL-W2-V700, 24 V.D.C. USED ON PETE #3 PRECIPITATOR HOPPER LEVEL INDICATORS. |  |  |  | 2FA23F7 | 2 | EA | 25.22
PETE | 6623703 | 10.520.567 | RELAY, SPARES, SEQ. #89LR, CAT. #U6005AMXP0001 FOR UNIT 3 & 4 TURBINES 170X583 & 170X755. |  |  |  | 2FA25E47 | 5 | EA | 491.1
PETE | 5413323 | 10.520.600 | RELAY, SYNC. CHECK, 224J1105 - TYPE 25S (REPLACES 224S1105), SOLID STATE, 120 VAC, 60 HZ FOR PETE #4 - 4160 VOLT SWITCHGEAR. |  |  |  | 4FA1A9 | 1 | EA | 692
PETE | 5605210 | 10.520.604 | RELAY, TIME DELAY, TYPE CG910A3, 120V, 10A. FOR USE ON UNIT 3 & 4 SEAL WATER SYSTEM |  |  |  | 2FA9G10 | 1 | EA | 72.76
PETE | 5601874 | 10.520.614 | TRANSIENT PROTECTOR KIT (CHASSIS MOUNTED), BECK DRIVE POSITIONERS, S/N 22-309-130823-11-0X CONTROL DRIVES, PETE 1 ID FAN INLET DAMPERS. |  |  | 12-8061-40 | 4FA5C31 | 1 | LT | 95
PETE | 5501209 | 10.520.616 | PROTECTOR, SURGE, TYPE SP SYMBOL M, P/N 14-237- 225-003 FOR AC 4160 V. SWITCH GEAR, COAL HANDLING EQUIP. |  |  |  | 2FA1E17 | 3 | EA | 105
PETE | 5608247 | 10.520.623 | PROTECTOR, OVERVOLT, FOR POWER SUPPLY, PART #44B332568-011, USED ON PETE #4 TURBINE SUPV. INST. SYS. S/N 170X755. |  |  | 44B332568-011 | 2FA13F30 | 1 | EA | 508.29
PETE | 5307795 | 10.520.624 | PROTECTOR, THYRITE, FOR ID FAN CUBICLE GENERAL ELECTRIC, MODEL JAR-O, UNITPETE 4 MANUFACTURER PART NO = 0269A-369009J |  |  | 0269A-369009J | 2FA21G1 | 3 | EA | 807
PETE | 5704995 | 10.520.637 | PULLEY, 20" DIA X 54" LONG, FLAT FACED MINE DUTY DRUM, W/ 3/4" SMOOTH LAGGING & XT 45, 3-15/16" BUSHINGS, FOR PETE 9B COAL CONVEYOR. | 266CB09B00 | 9B COAL CONVEYOR PARENT *** SEE EQUIPMENT NOTES PAGE #6 *** * CUTTING & WELDING PERMIT REQUIRED * |  | SB1SC5 | 1 | EA | 1619.73
PETE | 5714248 | 10.520.638 | PULLEY, 24" X 51", C-F MINE DUTY DRUM, W/ XT 50, 4-15/16" BUSHINGS & 3/4" SMOOTH LAGGING, COMPLETE ASSY., INCLUDING JOURNALED SHAFTING, MOUNTED KEYWAYS & PILLOW BLOCK BEARINGS, FOR PETE COAL CONVEYORS, 7A TAKE-UP & 9A BEND. | 266CA09ACB | 9A COAL CONVEYOR BELT *** SEE EQUIPMENT NOTES PAGE #6 *** * CUTTING & WELDING PERMIT REQUIRED * |  | SB1SE4 | 1 | EA | 4461.71
PETE | 5706298 | 10.520.639 | PULLEY, BEND, 12" X 26" CROWNED FACE MINE DUTY WING, W/ XT30, 1-15/16" BUSHINGS, 1-15/16" X 36-3/4" SHAFTING, W/ 2 KEYWAYS-MC., FOR PETE #3 IUCS/CSI MIXER FEED CONVEYORS. | 203RWCB01A | CO-1A FILTER DISCH CONVEYOR |  | SB1DD6 | 1 | EA | 614.38
PETE | 5004739 | 10.520.641 | PULLEY, CONVEYOR, 24" OD X 28" CROWN FACE MINE DUTY 2.0 DRUM W/1/2" THICK VULCANIZED SBR LAG, DIAMOND GROOVED (NOT MSHA RATED) & XT45 X 3-15/16" STEEL BUSHNGS (FULL KEY), USED ON PETE 4 GYPSUM 44-16 DRIVE DRUM. | 272CNV0160 | CNV 44-16 GYPSUM STACKOUT CONVEYOR |  | SB1KD1 | 1 | EA | 3985
PETE | 5705159 | 10.520.643 | PULLEY, DRIVE SHAFT ASSEMBLY, 24" DIA X 36" S.F. WITH 1/2" DIAMOND GROOVEDBULCANIZED RUBBER LAGGING DODGE ENGINEERED #818474-28-84 FOR LIMESTONE CONVEYOR | 204RPCVB05 | #5 LIMESTONE CONVEYOR BELT, ROLLERS |  | SB1SE9 | 1 | EA | 987.82
PETE | 5706296 | 10.520.644 | PULLEY, DRIVE, 16" DIA X 26", CROWN FACE MINE DUTY, W/ 1/2" RUBBER GROOVED HERRINGBONE, FLAT BORE 2-7/16", W/ 2-7/16" X 49-1/4" SHAFTING, L. KEY STD. AE1 DWG. #C-11754-H FOR PETE #3 & #4 IUCS/CSI FILTER DISCHARGE CONVEYORS. | 203RWCB01B | CO-1B FILTER DISCH CONVEYOR. |  | SB1SE4 | 1 | EA | 1413.2
PETE | 5704706 | 10.520.645 | PULLEY, DRIVE, ASSEMBLY, 36" DIA. X 57" LONG, CROWNED FACE MINE DUTY DRUM, W/ 3/4" SMOOTH LAGGING & XT 70, 6-7/16" BUSHINGS, FOR PETE 3A COAL CONVEYOR. | 266CA03ACB | 3A COAL CONVEYOR BELT *** SEE EQUIPMENT NOTES PAGE #6 *** * CUTTING & WELDING PERMIT REQUIRED * BEFORE ARC WELDING WITHIN 100 FEET OF DETECTOR. |  | SB1SE2 | 1 | EA | 4014.99
PETE | 5706043 | 10.520.646 | PULLEY, DRIVE/SNUB, COMPLETE ASSY., 16" X 32" FLAT FACE MINE DUTY, W/1/2" THK SBR LAG, PLAIN NO GROOVES, 3 7/16" DIA X 48" OAL SHAFT, NO KEYSEATS & JOURNALS, INCL 2 EA, DODGE P4B-E-307R-3 7/16", 4 BOLT, PB, TYPE-E, BEARINGS | 204RWCB06A | CO-6A RADIAL STACKING CONVEYOR. | BT-961 (DM20-1632FFXT4012S | SB1KF3 | 3 | EA | 8408.46
PETE | 5706044 | 10.520.649 | PULLEY, TAIL & TAKE-UP, COMPLETE ASSY, 16" X 32", FACE MINE DUTY, 2.0 CHEVRON WING, 1" DIA STEEL BARS, 3 7/16" DIA. X 48" 1/2 OAL SHAFT, NO KEYSEATS, NO JOURNALS, INCL 2 EA, DODGE P4B-E-307R-3 7/16", 4 BOLT, PB, TYPE-E, BEARINGS | 204RWCB06A | CO-6A RADIAL STACKING CONVEYOR. | BT-962 (CHVM-1632XT40) | SB1MD9 | 2 | EA | 5718.32
PETE | 5705166 | 10.520.650 | PULLEY, TAIL SHAFT ASSEMBLY, 18" DIA X 36" S.F. DODGE ENGINEERED #818474-19-84 K-35 HUB, 3 15/16" BORE FOR LIMESTONE CONVEYOR 3, UNIT 4. | 204RPCVB03 | #3 LIMESTONE CONVEYOR BELT, ROLLERS |  | SB1SD9 | 1 | EA | 562.87
PETE | 5706297 | 10.520.651 | PULLEY, TAIL, "WING", 14" X 26" CROWN FACE MINE DUTY, W/ XT30, 1-15/16" BUSHINGS, 1-15/16" X 37-3/8" SHAFTING, W/ 2 KEYWAYS-MC., FOR PETE #3 & #4 IUCS/CSI FILTER DISCHARGE CONVEYORS. | 203RWCB01A | CO-1A FILTER DISCH CONVEYOR |  | SB1MB4 | 1 | EA | 1318.47
PETE | 5706307 | 10.520.652 | PULLEY, TAKE-UP & TAIL, 16" X 32" CROWN FACE QUARRY DUTY WING, W/ XT 35 2-7/16" BUSHINGS & 44" OF 2-7/16" SHAFTING KEYED & 2 DODGE 2-7/16" DOUBLE INTERLOCK BEARINGS, FOR PETE #3 & #4 IUCS/CSI CONVEYOR, CO-5B. | 204RWCB05B | CO-5B PRODUCT TRANS CONVEYOR. |  | SB1SE4 | 1 | EA | 383.6
PETE | 5704319 | 10.520.653 | PULLEY, BEND, 24" X 57", CROWN FACED MINE DUTY DRUM, W/ XT50 HUBS & BUSHINGS, 3-15/16" SHAFT & 1/2" RUBBER HERRINGBONE LAGGING, FOR PETE 5A COAL CONVEYOR. | 266CA05ACB | 5A COAL CONVEYOR BELT *** SEE EQUIPMENT NOTES PAGE #6 *** * CUTTING & WELDING PERMIT REQUIRED * | S99ZI47000 | SB1SD7 | 2 | EA | 5392.78
PETE | 5704992 | 10.520.655 | PULLEY, DRUM, 18" X 54", CROWNED FACE, SUPER DUTY, W/ 3/4" SMOOTH LAGGING & XT 45, 3-15/16" BUSHINGS, "LESS SHAFT", FOR PETE 8B COAL CONVEYOR. {TAKE-UP PULLEY} | 266CB08BCB | 8B COAL CONVEYOR BELT *** SEE EQUIPMENT NOTES PAGE #6 *** * CUTTING & WELDING PERMIT REQUIRED * BEFORE ARC WELDING WITHIN 100 FEED OF DETECTOR. 8 B CONVEYOR TAKE UP WEIGHT IS 9,000# | ************************* | SB1SC2 | 1 | EA | 2115.28
PETE | 5704987 | 10.520.656 | PULLEY, 30" DIA. X 60" FACE, CROWNED FACE MINE DUTY DRUM PULLEY, W/ 1/2" SMOOTH RUBBER LAGGING & XT 50, 4-15/16" BUSHINGS, FOR PETE 7B COAL CONVEYOR. | 266CB07BCB | 7B COAL CONVEYOR BELT *** SEE EQUIPMENT NOTES PAGE #6 *** * CUTTING & WELDING PERMIT REPUIRED * | N/A | SB1SD2 | 1 | EA | 2635.2
PETE | 5714291 | 10.520.657 | PULLEY, DRUM, 10" X 52", FLAT FACE CEMA DUTY, W/ XT30, 2-7/16" BUSHINGS & 61" OF 2-7/16" SHAFTING, FOR PETE 3B (ONLY) COAL CONVEYOR MAGNETIC SEPARATOR, DINGS MODEL 66. | 266CA08AMM | 8A MAGNET MOTOR **** SEE EQUIPMENT NOTES PAGE #6 **** * CUTTING & WELDING PERMIT REQUIRED * | 101970 | SB1SC4 | 1 | EA | 525.4
PETE | 5004460 | 10.520.661 | PULLEY, DRIVE, "GEARBOX, FOR THICKNER RAKE, USED ON PETE #3 IUCS/CSI THICKNER TANK, EIMCO MODEL C60B2P, S/N 76011-01. | 203RDTHD01 | THICKNER DRIVE #1 GEAR REDUCER AND MOTOR | TL-48H-150 | 2FA5B3 | 2 | EA | 275.74
PETE | 5706445 | 10.520.663 | PULLEY, HEAD, P/N 500497 FOR LIME WEIGH FEEDER, MODEL 950, S/N 950DSC-17594, PETE 4 CSI. | 204RWCBWF0 | LIME WEIGHFEEDER BELT,ROLLERS,BRGS | 500497 | 2FA21C23 | 1 | EA | 694.34
PETE | 5704993 | 10.520.664 | PULLEY, DRUM, 20" DIA X 54", CROWN FACE MINE DUTY, W/ 1/2" HERRINGBONE LAGGING, W/ XT50 X 3-15/16" BUSHINGS, FOR PETE COAL CONVEYORS 8B & 9B (TAIL) & 9B (TAKE UP SHAFT). | 266CB08BCB | 8B COAL CONVEYOR BELT *** SEE EQUIPMENT NOTES PAGE #6 *** * CUTTING & WELDING PERMIT REQUIRED * BEFORE ARC WELDING WITHIN 100 FEED OF DETECTOR. 8 B CONVEYOR TAKE UP WEIGHT IS 9,000# | I54ST18801 | SB1SC5 | 1 | EA | 2539.27
PETE | 5225610 | 10.520.679 | BASIC REPAIR KIT, FLYGT PUMP MODEL #3127.185-5265 & 3127.185-5264, USED ON THE DEWATERING HOLDING TANKS SUMP PUM & WWT BUIDING FGD SUMP & (HSS) OTHER WASTEWATER CLARIFIER TUNNEL SUMP PUMP | 245DGN001A | WASTE WATER TREATMENT BUILDING F.G.D. SUMP PUMP A, INCLUDES PUMP/MOTOR, CONTROLS, VALVES AND PIPING. | 6931902 |  | 0 | EA | 0
PETE | 5225625 | 10.520.680 | BASIC REPAIR KIT, FLYGT PUMP MODEL #3301.185-5108, USED ON PETE FGD TRANSFER SUMP PUMP. | 245FGDTSPA | FGD TRANSFER SUMP PUMP "A" INCLUDES PUMP/MOTOR, CONTROLS, VALVES AND PIPING. FED FROM. | 6571705 |  | 0 | EA | 0
PETE | 5225633 | 10.520.681 | BASIC REPAIR KIT, FLYGT PUMP MODEL #3085.183-5268, USED ON PETE 3 PUMP HOUSING BUILDING SUMP PUMP. | 245FPHBSPA | UNIT 3 PUMP HOUSE BUILDING SUMP PUMP "A", INCLUDES PUMP/MOTOR, CONTROLS, VALVES AND PIPING. | 6018928 |  | 0 | EA | 0
PETE | 5706065 | 10.520.682 | KIT, PUMP, ITEM #4, FOR PETE #4 CSI FILTER VACUUM PUMPS, NASH ENGINEERING CO. MODEL CL3002. | 203RWVP06A | P6A FILTER VACUUM PUMP | PU-11743 | 2FA15A40 | 1 | EA | 284.93
PETE | 5004720 | 10.520.683 | KIT, PUMP, 3-SCREW SHANLEY PUMP, MINOR REPAIR KIT. FOR PETE 2 & 3. | 203RFBFLO1 | 3-1 BOOSTER FAN LUBE OIL SYSTEM | 10001195 | 2FA1C8 | 2 | EA | 1390
PETE | 5225644 | 10.520.689 | REPAIR KIT, ITT GOULDS PUMP MODEL #3196LTi 3X4-13, USED ON PETE FGD RECYCLE PUMP. | 245FGDRP0A | FGD RECYCLE PUMP "A" , INCLUDES PUMP, MOTOR, COUPLING, CONTROLS, VALVES AND PIPING. FED FROM WWTP 480V MCC 3 POSITION 12E 250 AMP BREAKER | R196LTRKOZ | 2FA18J2 | 1 | EA | 830
PETE | 6624043 | 10.520.700 | PUMP, HYDROGEN, FOR MAIN SEAL & HYD SEAL OIL PUMPS IMO DELAVAL, MODEL EG3DBS-312, UNIT PETE 3&4 MANUFACTURER PART NO = EG3DBS-312 |  |  | EG3DHS-312 | SB1NB6 | 1 | EA | 18153.84
PETE | 5216249 | 10.520.703 | PUMP, PROGRESSING CAVITY, FOR ROBBINS & MYERS, MODEL SSQ, MANUFACTURER PART NO = SSQ-1L2-FJ, S/N A-2004-1 |  |  | SSQ-1L2-FJ | 2FA18J8 | 2 | EA | 1978.34
PETE | 5013662 | 10.520.704 | PUMP, REDUCER, LUBE OIL, S/N 0825008, USED ON PETE 5 BALL MILL GEAR REDUCER. | 204BMS0000 | BALLMILL SYSTEM 44-05 |  | 1FA11C6 | 1 | EA | 888.24
PETE | 5013333 | 10.520.714 | RELAY, INSTRUMENT, BENTLY NEVADA 3500 4-CHANNEL RELAY PART #3500/32, INCLUDES 125712-01 FOUR CHANNEL RELAY MODULE & 125720-01 FOUR CHANNEL I/O MODULE. |  |  | 3500/32-01-00 | 1FA11A14 | 1 | EA | 843
PETE | 5704652 | 10.520.721 | RELAY, 10 AMPS, 600 VAC MAX, TYPE PM. USED ON COAL HANDLINGCONVEYOR CONTR OL CABINETS.PT # 5U4-2-76. |  |  | 5U4-2-76 | 2FA1B17 | 1 | EA | 188.44
PETE | 6623667 | 10.520.724 | RELAY, SPARES, SEQ. #89M4, CAT. #U6005AUXP0001 FOR UNIT #4 TURBINE 170X755. |  |  | U6005AUXP0001 | 2FA25F43 | 2 | EA | 732.6
PETE | 6626245 | 10.520.756 | RESISTOR, 10W, 1KOHM, ITEM #A02, CAT. #A10B1000BA/X101AA, FOR PETE #4 ALTERREX REGULATOR CUBICLE ASSOCIATED WITH TURBINE S/N 170X755. |  |  |  | 2FA2E9 | 1 | EA | 40.45
PETE | 5002742 | 10.520.757 | RESISTOR, 125 OHM WW, PRECIPITATOR CONTROL CABINET RESEARCH-COTTRELL, UNIT3 MANUFACTURER PART NO = 41095-L5 | 203ENPRCP1 | UNIT 3 PRECIPITATOR 3-1 (SOUTH) INCLUDES CONTROLS, TR SETS, VIBRATORS, RAPPERS, DOORS, LOCKS AND HIGH VOLTAGE BUSHINGS. ***** CONFINED SPACE/SAFETY SEE NOTES PAGE 6 ***** | 41095-L5 | 2FA6E6 | 6 | EA | 27.72
PETE | 5002740 | 10.520.760 | RESISTOR, 27 OHM WW, FOR PRECIPITATOR CONTROL CABT RESEARCH-COTTRELL, UNIT3 MANUFACTURER PART NO = 42427-L42 | 203ENPRCP1 | UNIT 3 PRECIPITATOR 3-1 (SOUTH) INCLUDES CONTROLS, TR SETS, VIBRATORS, RAPPERS, DOORS, LOCKS AND HIGH VOLTAGE BUSHINGS. ***** CONFINED SPACE/SAFETY SEE NOTES PAGE 6 ***** | 42427-L42 | 2FA6E5 | 9 | EA | 3.69
PETE | 6626304 | 10.520.762 | RESISTOR, 3600 OHM, 25 WATT, PT #B25D3600DA/X101AD FOR PETE #3 ALTERREX ASSOCIATED WITH TURBINE S/N 170X583 AND FOR PETE #4 ALTERREX ASSOCIATED WITH TURBINE S/N 170X755. |  |  |  | 2FA3E14 | 1 | EA | 221.95
PETE | 5002752 | 10.520.767 | RESISTOR, 750 OHM, FOR PRECIPITATOR CONTROL CABINT RESEARCH-COTTRELL, UNIT3 MANUFACTURER PART NO = 58282-L2 | 203ENPRCP1 | UNIT 3 PRECIPITATOR 3-1 (SOUTH) INCLUDES CONTROLS, TR SETS, VIBRATORS, RAPPERS, DOORS, LOCKS AND HIGH VOLTAGE BUSHINGS. ***** CONFINED SPACE/SAFETY SEE NOTES PAGE 6 ***** | 58282-L2 | 2FA6F2 | 6 | EA | 16.98
PETE | 5002521 | 10.520.787 | RESISTOR, 12 OHM300W, FOR PRECIPITATOR ENVIRONMENTAL ELEMENTS CO, UNIT 4 MANUFACTURER PART NO = WA31148 | 204ENPRCP1 | UNIT 4 PRECIPITATOR 4-1 (SOUTH) INCLUDES CONTROLS, TR SETS, VIBRATORS, RAPPERS, DOORS, LOCKS AND HIGH VOLTAGE BUSHINGS. *********CONFINED SPACE SEE NOTES PAGE 6********* | WA31148 | 2FA21A1 | 2 | EA | 74.98
PETE | 6626265 | 10.520.788 | RESISTOR, 12K OHMS, 11W, ITEM #B34, CAT. #44A317711-G12, FOR PETE #4 ALTERREX REGULATOR CUBICLE ASSOCIATED WITH TURBINE S/N 170X755. |  |  | 44A317711-G12 | 2FA3F8 | 3 | EA | 51.75
PETE | 5002562 | 10.520.791 | RESISTOR, 20K 25W, FOR PRECIPITATOR TRANS/RECTIFIR WESTINGHOUSE ELECTRIC CO, UNIT PETE 4 MANUFACTURER PART NO = ID3046H06 | 204ENPRCP1 | UNIT 4 PRECIPITATOR 4-1 (SOUTH) INCLUDES CONTROLS, TR SETS, VIBRATORS, RAPPERS, DOORS, LOCKS AND HIGH VOLTAGE BUSHINGS. *********CONFINED SPACE SEE NOTES PAGE 6********* | L25J20K | 2FA21E13 | 6 | EA | 38.34
PETE | 5608257 | 10.520.803 | RESISTOR, SUPERVISORY SYSTEM, FOR G.E. TURBINE, MODEL 170X755, UNIT PETE 4MANUFACTURER PART NO = 68A7003P221 |  |  | 68A7003P221 | 2FA13F24 | 1 | EA | 1.72
PETE | 6626307 | 10.520.804 | RESISTOR, PT #IC9033B4E4, FOR PETE #3 ALTERREX ASSOCIATED WITH TURBINE S/N170X583. |  |  | IC9033B4E4 | 2FA25F55 | 3 | EA | 158.01
PETE | 5003874 | 10.520.823 | RECTIFIER, SILICON CONTROLLED, FOR EXIDE CORPORATION, MODEL 130-3-300, 4-1/4-2 MANUFACTURER PART NO = 143-318-003 |  |  | 143-318-003 | 2FA14F59 | 3 | EA | 194.1
PETE | 5706228 | 10.520.826 | RECTIFIER, SILICON CONTROL DIODE MODULE SEMIKVON TYPE SKKH-90/08 AGRISON #104-0007A FOR AGRISON MODEL 203B-105Z S/N 65968 WEIGH AUGER. | 203RPWFB00 | LIMESTONE WF BELT, REDUCER, & ROLLERS M1-3. | 104-0007A | 2FA15E36 | 6 | EA | 442.44
PETE | 5002869 | 10.520.829 | RECTIFIER, SILICON CONTROLLED, FOR PETE #3 PRECIPITATOR CONTROL CABINETS. | 203ENPRCP1 | UNIT 3 PRECIPITATOR 3-1 (SOUTH) INCLUDES CONTROLS, TR SETS, VIBRATORS, RAPPERS, DOORS, LOCKS AND HIGH VOLTAGE BUSHINGS. ***** CONFINED SPACE/SAFETY SEE NOTES PAGE 6 ***** | 104034-L1 | 2FA8E48 | 2 | EA | 880.33
PETE | 6626267 | 10.520.830 | RECTIFIER, 250A, 1200V, ITEM #B37, CAT. #44A319818-106, FOR PETE #4 ALTERREX REGULATOR CUBICLE ASSOCIATED WITH TURBINE S/N 170X755. |  |  | 44A319818-106 | 2FA3F3 | 1 | EA | 307.83
PETE | 6626271 | 10.520.832 | RECTIFIER, ITEM #B47, CAT. #44A370804-017, FOR PETE #4 ALTERREX REGULATOR CUBICLE ASSOCIATED WITH TURBINE S/N 170X755. |  |  | 44A370804-017 | 2FA22E26 | 3 | EA | 1826.31
PETE | 5002897 | 10.520.833 | REDUCER, WINSMITH 7-CV-RV, FOR PETE #4 PRECIPITATOR RAPPER DRIVES. | 204ENPRCP1 | UNIT 4 PRECIPITATOR 4-1 (SOUTH) INCLUDES CONTROLS, TR SETS, VIBRATORS, RAPPERS, DOORS, LOCKS AND HIGH VOLTAGE BUSHINGS. *********CONFINED SPACE SEE NOTES PAGE 6********* | RR6030 | SB1AF6 | 4 | EA | 25644
PETE | 5702930 | 10.520.854 | REDUCER, PIPE, DURITE, 12" X 8", FOR EWS #7 & PETE #3 & #4 BOTTOM ASH SYSTEMS. | 203AHBGG0A | UNIT 3 (A) BOTTOM ASH HOPPER GRINDER | SK-17692 | SB1RF3 | 2 | EA | 2735.28
PETE | 3402021 | 10.520.872 | REFRACTORY, PLASTIC, RAM TR90, HIGH TEMP., 55 POUND PAIL. | 203BSSBA01 | A-1 "A" ROW WALL SOOTBLOWER | RAM TR90 | SB1AB1 | 330 | LB | 689.89
PETE | 5706521 | 10.520.885 | REGULATOR, FILTER, W/ FLOW METERS, FOR PETE #4 IUCS FLYASH SILO BLOWERS, DELTA/DUCON JOB #08-963. | 204RWFARF1 | FLYASH SILO SOUTH ROTARY FEEDER | 701150 | 2FA6A4 | 1 | EA | 270
PETE | 5009989 | 10.520.890 | REGULATOR, PRESSURE, FISHER, 1/4", 0-60 PSI, USED IN PETE SBS PUMP BUILDING. | 204BFCM001 | 4-1 PULVERIZER *** CONFINED SPACE ENTRY *** *** FOR PYRITE SECTION ONLY - SEE NOTES PAGE 6 *** | 67CFR-1663-38656 | 1FA2A30 | 2 | EA | 315.07
PETE | 5007760 | 10.520.891 | REGULATOR, FLOW PRESSURE, 2-STAGE, BRASS, FOR PETE SCRUBBER KVB SYSTEMS. | 203RIFGDI0 | UNIT #3 FGD INSTRUMENTS(PH, FLOWS, TEMP, PRESS. VIBRATION, ETC. | DIR600B46PG | 2FA23I17 | 1 | EA | 1002.04
PETE | 5706810 | 10.520.893 | REGULATOR, BACK PRESSURE, 2.5", USED ON PIN PADDLE MIXER/UNLOADER FLUIDIZING BLOWERS. | 203AHFBS01 | 3-1 SILO FLUIDIZING BLOWER | 190289-6 | 4FA56B7 | 1 | EA | 3785
PETE | 5006866 | 10.520.903 | RELAY, P/N 192A9771P2 FOR PETE #4 SCRUBBER 480V LOAD CENTERS ANTI-PUMP (W)AND FOR EWS 7 AKR-7D-30S BREAKERS (E). |  |  | 192A9771P2 | 2FA19H38 | 2 | EA | 718.9
PETE | 5003503 | 10.520.907 | RING, SEAT RETAINING, FOR 16" BUTTERFLY VALVE DEZURIK, MODEL 1600, UNIT PETE 3 |  |  | RING1600 | 2FA14H16 | 2 | EA | 10
PETE | 6407488 | 10.520.937 | RING, OIL, (FAN END) ITEM B 9756, OR DRIVE END ITEM B 9760,FOR MOTR MOD #5K821054C36, S/N 8409261 & 8409262, TYPE - K, FRAME - 82105, 600 HP, 1800SNYC. SPD, 3PH, 60 CY 4KV FLY ASH BLOWER 600 H.P., 1800 SNYCHRONOUS SPEED,3PH, 60 CYCL. | 204AHFBM01 | UNIT 4 FLY ASH BLOWER MOTOR. (4-1) INCLUDES MOTOR AND CONTROLS. | 5127965-722 | 4FA5A2 | 4 | EA | 514.72
PETE | 5513710 | 10.520.938 | RING, BULL, DRIVE & BOWL ASSY., HIGH-CHROME, FOR PETE #3 & #4 ABB C-E SVCS. MODEL 903RP COAL PULVERIZERS, S/N 73831-73836. | 203BFCM001 | 3-1 PULVERIZER *** CONFINED SPACE ENTRY *** *** FOR PYRITE SECTION ONLY - SEE NOTES PAGE 6 *** | 94-902 | SB3L1C4 | 2 | EA | 39921.98
PETE | 5513228 | 10.520.947 | BULL RING CLAMPING SET, FOR PETE #3 & #4 ABB C-E SVCS. MODEL 903RP COAL PULVERIZERS, S/N 73831-73836. (NOTE: 4 RINGS PER SET) | 203BFCM001 | 3-1 PULVERIZER *** CONFINED SPACE ENTRY *** *** FOR PYRITE SECTION ONLY - SEE NOTES PAGE 6 *** | 94-351 | SB3L1A1 | 2 | ST | 14427.93
PETE | 5013425 | 10.520.952 | RING, OIL, MOTOR BRG NON-DRIVE & DRIVE END, USED ON BOOSTER FANS, PETE UNIT 4 FGD, DWG# C3138AA, S/N P208305. | 204RFBF001 | 4-1 BOOSTER FAN, WHEEL & BEARINGS *** CONFINED SPACE ENTRY *** SEE NOTES PAGE 6 *** | 1D64730H15 |  | 0 | EA | 0
PETE | 5711531 | 10.520.955 | RING, ALIGNING, 8", FLANGE CONNECTION, FOR PETE #3 & #4 TOP ASH PIPING SYSTEMS, REF. UC PO 54674-4. |  |  | SK-1701-80 | SB5A2B5 | 1 | EA | 43.05
PETE | 5013441 | 10.520.957 | RING, JOINT DISCHARGE, , USED ON #4 SCRUBBER PRIMARY HYDROCLONE FEED PUMPS, GSS-PHP 44-01/GSS-PHP 44-02, AND BALL MILL SLURRY PUMPS, BMS-MSP 44-05A/BMS-MSP 44-05B. | 204MSP405A | BALLMILL SLURRY PUMP | E4132LS01 | SB3C1B7 | 2 | EA | 541.3
PETE | 5009024 | 10.520.958 | RING, INTAKE JOINT, FOR PETE #1 & #2 SCRUBBER MILL SLURRY & PROCESS WATER PUMPS & PETE #3 & #4 IUCS/CSI THICKENER UNDERFLOW PUMPS & DEWATERING SECONDARY HYDROCLONE & RECLAIM WATER PUMPS, WARMAN PUMPS MODEL 6/4 EAH. | 203RDUFP3B | P7-3B UNDERFLOW PUMP INCLUDES PUMP, MOTOR AND CONTROLS | E4060S01 | 2FA14H22 | 4 | EA | 833.05
PETE | 5706846 | 10.520.959 | RING, LANTERN, FOR ASH FEED VALVE TO PADDLE MIXER/UNLOADER 4050, UCC DWG #5-1941-199, AT PETE 3&4 FLYASH SILOS. . | 203AHFU031 | 3-1 ROTARY DUSTLESS UNLOADER | 194336 | 2FA6F38 | 2 | EA | 112
PETE | 5721577 | 10.520.960 | RING, LANTERN, FOR TOP & BOTTOM GATES, USED ON PETE #4 TOP ASH SYSTEMS. | 204AHFFA01 | A-1 PRECIP HOPPER AND NUVA FEEDERR ** SEE EQUIPMENT NOTES PAGE 6 ** NUCLEAR DENSITY GAGE ATTACHED TO HOPPER ** | 40679 | 1FA3D31 | 2 | EA | 42
PETE | 5005713 | 10.520.974 | RING, PISTON, FOR PETE #4 IUCS/CSI THICKENER SUMP PUMP, WARMAN PUMPS MODEL 40PV-SPR. | 203RPSP03A | 3-A MAKE-UP SLURRY PUMP P5-3A (EAST PUMP) (PUMP CONNECTED TO SLURRY STORAGE TANK) | C108HG01 | 2FA16E46 | 4 | EA | 41.28
PETE | 5005324 | 10.520.980 | RING, INSERT, FOR DUECHTING PUMP MODEL MCC 500-800, USED ON PETE #4 SCRUBBER ABSORBER FEED PUMP. |  |  | 4.402494 | SB4FLOOR | 6 | EA | 19874.02
PETE | 5005321 | 10.520.984 | RING, SHAFT SEAL, FOR DUECHTING PUMP MODEL MCC 500-800, USED ON PETE #4 SCRUBBER ABSORBER FEED PUMP. |  |  | 4.190688 | 1FA7C24 | 5 | EA | 2263.87
PETE | 5003144 | 10.520.985 | RING, "V", PERF., FOR SLURRY PUMPS ON SO2 REMOVL WORTHINGTON PUMP, MODEL 8-R-193, UNIT PETE 3 MANUFACTURER PART NO = 9901070014V100 SER NO = B0753158 |  |  | 88380974 | 2FA14F1 | 4 | EA | 347.27
PETE | 5003151 | 10.520.986 | RING, "V", V-90 FOR SLRRY PUMP SO2 REMOVAL SYS WORTHINGTON PUMP, MODEL 8-R-193, UNIT PETE 3 MANUFACTURER PART NO = 9901070-003 SER NO = B0753158 | 203RDWSP3A | WASTE SLURRY PUMP P3-3-A INCLUDES PUMP, MOTOR AND CONTROLS | 9200000-002 | 2FA14F2 | 2 | EA | 39.2
PETE | 5301748 | 10.520.994 | RING, RETAINING, FOR COPES-VULCAN, MODEL RW-6E, L.H., USED PETE 4 MANUFACTURER PART NO = 134309 | 204BSSBA01 | A-1 "A" ROW WALL SOOTBLOWER. | 134309 | 2FA19G8 | 7 | EA | 1.54
PETE | 5301801 | 10.520.995 | RING, RETAINER, FOR SOOT BLOWER COPES-VULCAN, UNIT 3&4. | 203BSSBA01 | A-1 "A" ROW WALL SOOTBLOWER | G41-43 | 2FA19E24 | 34 | EA | 15.64
PETE | 5706142 | 10.520.997 | RING, RETAINER, FOR BM-D24828 REDUCER, USED ON 24" DIA. X 13'-6" LONG MIXER, #BM-D28458, S/N 10149, FOR PETE #3 & #4 SLUDGE WASTE TREATMENT, MFT. P/N D5446. | 203RWPM000 | PUG MILL | D5446 | 2FA15E37 | 0 | EA | 0
PETE | 5513860 | 10.521.001 | RING, RETAINER, DUST GUARD SEAL, FOR PETE #3 & #4 ABB C-E SVCS. MODEL 903RP COAL PULVERIZERS. | 203BFCM001 | 3-1 PULVERIZER *** CONFINED SPACE ENTRY *** *** FOR PYRITE SECTION ONLY - SEE NOTES PAGE 6 *** | 94-129 | 1FA12D7 | 2 | EA | 1739.89
PETE | 5004458 | 10.521.002 | RING, RETAINING, 2-3/4", EXTERNAL, FOR PETE #3 IUCS THICKENER RAKE, W/ CLD60 LIFTING DEVICE, EIMCO PROCESS EQUIPMENT MODEL C60B2P, S/N 76011-01. | 203RDTHD01 | THICKNER DRIVE #1 GEAR REDUCER AND MOTOR | 46767BD | 2FA5E9 | 1 | EA | 24
PETE | 5301610 | 10.521.003 | RING, RET. FEED PIPE, TO REPAIR TRAVELING CARRIAGE COPES-VULCAN, MODEL MK-II T-30 SOOTBLWR, UNIT 3. | 203BSSBL01 | L-1 LONG RETRACT T 30 MARK 2 | 31274 | 2FA19E1 | 1 | EA | 117.43
PETE | 5513714 | 10.521.004 | RING, RETAINING, INTERNAL, FOR WORM SHAFT, USED ON PETE #3 & #4 ABB C-E SVCS. MODEL 903RP COAL PULVERIZERS, S/N 73831-73836. | 203BFCM001 | 3-1 PULVERIZER *** CONFINED SPACE ENTRY *** *** FOR PYRITE SECTION ONLY - SEE NOTES PAGE 6 *** | MP-9158 | 1FA13F6 | 2 | EA | 142
PETE | 5305454 | 10.521.044 | RELAY, UNLATCH (TRIP), 115 VDC, FOR PETE #2 BURNER CONTROL SYSTEM & PETE 3A COAL CONVEYOR, SERIES-A 235152 AE. |  |  | 8501XDLV62 | 1FA4A2 | 4 | EA | 440.84
PETE | 5404927 | 10.521.049 | RELAY, OVERLOAD, CCOLR0160, P/N 25-131-586-005 FOR PETE #4, CSI, SIEMENS ALLIS MCC'S MARQ 21, REF. #09-1467-52161. | 204RE00000 | UNIT 4 SCRUBBER ELECTRICAL SYSTEM | 25-131-586-005 | 2FA24E31 | 2 | EA | 115
PETE | 5404932 | 10.521.050 | RELAY, OVERLOAD, CCOLR2500, P/N 25-131-586-016 FOR PETE #4, CSI, SIEMENS ALLIS MCC'S MARQ 21, REF. #09-1467-52161. | 204RE00000 | UNIT 4 SCRUBBER ELECTRICAL SYSTEM | 25-131-586-016 | 2FA24G25 | 1 | EA | 56
PETE | 5404937 | 10.521.051 | RELAY, OVERLOAD, CCOLR6333, P/N 25-131-445-505 FOR PETE #4, CSI, SIEMENS ALLIS MCC'S MARQ 21, REF. #09-1467-52161. | 204RE00000 | UNIT 4 SCRUBBER ELECTRICAL SYSTEM | 25-131-445-505 | 2FA21E25 | 1 | EA | 95.81
PETE | 5404934 | 10.521.057 | RELAY, OVERLOAD, CCOLR4000, P/N 25-131-586-018 FOR PETE #4, CSI, SIEMENS ALLIS MCC'S MARQ 21, REF. #09-1467-52161 AND FOR PETE #4 AT I.U.C.S. ON STEMENS-ALLIS M.C.C. #101. M.C.C. #101. | 204RE00000 | UNIT 4 SCRUBBER ELECTRICAL SYSTEM | 25-131-586-018 | 2FA24F28 | 1 | EA | 61.05
PETE | 5002865 | 10.521.060 | RELAY, PRIMARY OVERLOAD, FOR RESEARCH-COTTRELL, PETE #3. |  |  | 810A20-BZ | 2FA8C27 | 1 | EA | 658.31
PETE | 5401261 | 10.521.062 | RELAY, THERMAL OVERLOAD, FOR PETE #2 WHEELABRATOR-FRYE PRECIPITATORS. | 203RGMOD0B | FD60-B MODULE OUTLET DAMPER INCLUDES DRIVE UNIT, DAMPER, CHAIN AND ELECTRICAL CONTROLS. WEIGHT 1,560 LBS. | C306DN3B | 2FA6A14 | 2 | EA | 187.6
PETE | 5413339 | 10.521.073 | RELAY, PHASE UNBALANCE, #212J4275 - TYPE 60Q, SOLID STATE, 4-128 CYCLE, 125 VDC FOR PETE #4 - 4160 VOLT SWITCHGEAR. |  |  | 212J4275 | 4FA1F8 | 1 | EA | 680
PETE | 5605219 | 10.521.083 | TIMER, AGASTAT 120VAC, T.D.P.U., 1-10 MIN. #7012AF FOR PETE #4 BOTTOM ASH CONTROL SYSTEM - ASH HANDLING, AND FOR RELAY PANEL DWG. #'S 2345-3, 20, 51, 56 ASH CONTRACT #CA345, CONTROLS ON #1 ASH HA ON #1 ASH HANDLING SYSTEM. |  |  | 7012AF | 2FA23D22 | 2 | EA | 820.62
PETE | 5605897 | 10.521.084 | TIMER, 0.05 SEC - 30 HRS, TWIN TIMER, ADJUSTABLE ON/OFF TIMING RELAY, USED ON UNIT 3 AND 4 AIR PREHEATER SOOTBLOWERS. |  |  | 700-HRF82DA18 | 2FA7F32 | 3 | EA | 599.43
PETE | 5302024 | 10.521.085 | RELAY, TIMING, ON-DELAY, 0.5 - 10 SECOND TIME RANGE, 24-48 V DC COIL, 24-240 V AC, USED ON PETE 1&2 CORNER SOOTBLOWERS. | 201BS10000 | UNIT 1 1ST ROW WALL BLOWERS. (IR-1 THRU IR-14) | 3RP15111AQ30 | 2FA18F19 | 5 | EA | 393.5
PETE | 5606566 | 10.521.088 | RELAY, GOULD #2200EB330AA, 30 AMP, 110-120 VAC, USED ON PETE #1 & 2 SCREENWELL HEATERS & PLANT HEATERS. | 204ENPHPB1 | UNIT 4 PRECIPITATOR PENTHOUSE PRESS BLOWER 4-1.. | 400DP30ND3 | 2FA23B4 | 2 | EA | 81.98
PETE | 5002568 | 10.521.091 | RELAY, 20A,12OV, FOR SQUARE D, USED PETE 4 MANUFACTURER PART NO = H0-3 | 204AHFFA01 | A-1 PRECIP HOPPER AND NUVA FEEDERR ** SEE EQUIPMENT NOTES PAGE 6 ** NUCLEAR DENSITY GAGE ATTACHED TO HOPPER ** | ************************* | 2FA21B5 | 3 | EA | 90.81
PETE | 6626197 | 10.521.096 | RELAY, 4 POLE 125 VDC #U6005ARZP0001. FOR #3 EHC SYS. |  |  | U6005ARXP0002 | 2FA12F37 | 2 | EA | 1458
PETE | 5002531 | 10.521.103 | RELAY, ALARM, FOR PETE #4 ELECTROSTATIC PRECIPITATORS, ENVIRONMENTAL ELEMENTS CO. MODEL. | 204ENPRCP1 | UNIT 4 PRECIPITATOR 4-1 (SOUTH) INCLUDES CONTROLS, TR SETS, VIBRATORS, RAPPERS, DOORS, LOCKS AND HIGH VOLTAGE BUSHINGS. *********CONFINED SPACE SEE NOTES PAGE 6********* | WA34151 | 2FA21D3 | 2 | EA | 2750
PETE | 5305445 | 10.521.107 | ROD, BURNER, SHIELDED FLAME & INSULATOR, FOR PETE ABB C-E SVCS. OIL IGNITORS. | 204BFIGL01 | LEVEL 1/2 IGNITORS INCLUDES A,B,C AND D CORNERS | 2000164-1&9-6 | 4FA51A7 | 2 | EA | 1146.4
PETE | 5706602 | 10.521.125 | ROLL, BELT SUPPORT, (RUBBER COVERED), 285 MM, FOR PETE #1, #2 & #4 DEWATERING BELT FILTERS, EIMCO MODELS 3M45 & 3M65 EXTRACTORS, S/N 64349-1 / CSP0000326-01/02. | 272GDF0400 | GDF 44-04 GYPSUM DEWATERING FILTER | 252147M1-1 | SB1SA9 | 1 | EA | 13356
PETE | 5513737 | 10.521.128 | ROLL, GRINDING, JOURNAL ASSEMBLY, SOLID NI-HARD, SOLID CORE, FOR PETE #3 & #4 ABB C-E SVCS. MODEL 903RP COAL PULVERIZERS, S/N 73831-73836. | 203BFCM001 | 3-1 PULVERIZER *** CONFINED SPACE ENTRY *** *** FOR PYRITE SECTION ONLY - SEE NOTES PAGE 6 *** | 94-2294 |  | 0 | EA | 0
PETE | 5705150 | 10.521.132 | ROLLER, IDLER, 35 DEG TROUGH 36" FMC #3628-36 PER FMC DWG #JK2515-2 FOR LIMESTONE CONVEYOR C-13. |  |  |  | SB3D1D4 | 4 | EA | 578.96
PETE | 5706092 | 10.521.139 | ROLLER, IDLER ASSY, RETURN, STEPHENS-ADAMSON MODEL R-710-225-5, NEW MODEL #R710-4195, 5" DIA. FOR 24" BELT FOR SLUDGE WASTE TREATMENT SYSTEM CONVEYORS, PETE #3. | 203RWCB01B | CO-1B FILTER DISCH CONVEYOR. | R710-4195 | SB3C2B2 | 1 | EA | 500
PETE | 5705152 | 10.521.140 | ROLLER,IDLER, LINK-BELT #3601-36, 20 DEG. TROUGH 36", COMPLETE WITH ALL BRACKETS AND GREASE LINES, PER FMC DWG. JK2515-2 FOR PETE LIMESTONE CONV. C-13 AND HTP 36" COAL | 204RPCVB03 | #3 LIMESTONE CONVEYOR BELT, ROLLERS | I54ST18711 | SB3D1C4 | 1 | EA | 337.48
PETE | 5301205 | 10.521.142 | ROLLER, COMBINATION RETRACT/WALL BLOWER W/DA HEAD COPES-VULCAN, MODEL MK-II T-30, UNIT 3. | 203BSSBL01 | L-1 LONG RETRACT T 30 MARK 2 | 061672 | 1FA3E11 | 2 | EA | 45.66
PETE | 5301774 | 10.521.144 | ROLLER, UPPER FOR TRAVERSING GEAR BOX ON WALL BLWR COPES VULCAN INC, MODELRW-6E, USED PETE 4. | 204BSSBA01 | A-1 "A" ROW WALL SOOTBLOWER. | 131630 | 2FA19H5 | 2 | EA | 34.8
PETE | 5008002 | 10.521.148 | ROPE, 7/16" CAULK, POLYPROPYLENE, FOR PETE #4 IUCS/CSI FL-1 & FL-2 VACUUM FILTER DRUMS, ( PROVIDE 500 FT. SPOOL). | 204RWVFFL2 | FL 102 VACUUM FILTER ***CONFINED SPACE ENTRY*** ***SEE NOTES PAGE 6*** | 50143714 | 4FA50A2 | 3 | RL | 877.83
PETE | 5601703 | 10.521.150 | ROTO-TELLITE, WHITE, FOR FURANCE SAFEGUARD SUPERVISORY SYS, MASTER SPECIALTIES, UNITE PETE 3 MANUFACTURER PART NO = 101A1C1D3F1L2N1 (W) |  |  |  | 2FA15E2 | 1 | EA | 48.75
PETE | 5706013 | 10.521.151 | ROTOR, ASSEMBLY, COMPLETE, CONSISTING OF ROTOR(17187), SHAFT(17209), 2 SNAP RINGS(5100-362), SHOE(17262A) & KEY, 3/8" SQ 2-7/16", FOR DELTA/DUCON TYPE B-2 ROTARY FEEDER {IT1-6}, NON-REVERSING, T-929C, FOR PETE #3 & #4 IUCS/CSI. | 203RWFARF0 | FLYASH ROTARY FEEDER AND MOTOR |  | SB1GF2 | 0 | EA | 0
PETE | 5505286 | 10.521.157 | ROTOR, DRUM ROTOR ASSEMBLY, PT #4A27, FOR HOLMES CRUSHER MODEL #1601A-1, S/N 10333 AT PETE. | 266MBCLTCR | COAL LAB SAMPLE CRUSHER (TRUCK COAL SAMPLE CRUSHER) | 4A27 | SB3C2B1 | 1 | EA | 370
PETE | 5003724 | 10.521.161 | RUNNER, ARC, FOR SIEMENS-ALLIS CHALMERS SWITCHGEAR MODEL LA600, VOLTS/AMPS480V 600A S/N S-84429A7 & S-84429D5, UNIT 3 MANUFACTURER PART NO = 71-141-983-001 |  |  |  | 2FA7F17 | 3 | EA | 9.6
PETE | 5305969 | 10.521.166 | SCANNER, FLAME, ISCAN2 MODEL, MULTI-CONNECTION & OUTPUT, NEMA 4X, FOR PETE #3 BOILER IGNITION SYSTEMS. | 203BFFSMAG | UNIT 3 FLAME SCANNER SYSTEM DETECTOR, TIPS, NOZZLES, TUBES AND ELECTRONICS | 2653-271-12 | 1FA6I3 | 2 | EA | 5796
PETE | 5503931 | 10.521.170 | SCRAPER & GUARD ASSEMBLY, CROWN 700, COMPLETE W/ HARDENED STAINLESS STEEL PIN & HOLDER BUSHINGS, FOR EWS #7 & PETE #2, #3 & #4 ABB C-E SVCS. COAL PULVERIZERS, MODELS 803RS, 823RPS & 903RP, C-E CONTR. #22265. "SHIP ASSEMBLED" | 203BFCM001 | 3-1 PULVERIZER *** CONFINED SPACE ENTRY *** *** FOR PYRITE SECTION ONLY - SEE NOTES PAGE 6 *** | 101-715-A | SB3N2D3 | 8 | EA | 42385.7
PETE | 5503932 | 10.521.172 | SCRAPER, PULVERIZER, CROWN 700, FOR EWS #7 & PETE #2, #3 & #4 ABB C-E SVCS. COAL PULVERIZERS, MODELS 803RS, 823RPS & 903RP, C-E CONTR. #22265. | 203BFCM001 | 3-1 PULVERIZER *** CONFINED SPACE ENTRY *** *** FOR PYRITE SECTION ONLY - SEE NOTES PAGE 6 *** | GP-3486 | SB3N1C2 | 6 | EA | 2299.78
PETE | 5706558 | 10.521.173 | MAINFRAME, SCRAPER, 24", STAINLESS STEEL, FOR PETE #3 IUCS & DEWATERING 24" CONVEYORS. |  |  | MFRSB000240000240SS00 | SB3C2A5 | 1 | EA | 254.65
PETE | 5305368 | 10.521.180 | SCREEN, DISPLAY, FSSS, 2 SECTION SPLIT, WHITE & WHITE, FOR OIL IGNITORS, USED ON PETE #4 ABB C-E SVCS. BOILER FUEL IGNITION SYSTEMS. |  |  | 2A65 | 2FA25E29 | 5 | EA | 262.5
PETE | 5706875 | 10.521.187 | SCREEN, LOWER, 3" - 5000, USED ON PETE 4 GYPSUM SUMP PUMPS. | 204LSP441A | LIMESTONE AREA SUMP 2 PUMP A (& MOTOR) | 21759 | 2FA7H7 | 2 | EA | 459.8
PETE | 5711428 | 10.521.200 | SCREW, CAP, SOCKET HEAD, 7/8"- 9 X 3-1/2", STAINLESS STEEL. |  |  |  | 1FA25H1 | 16 | EA | 167.84
PETE | 5721671 | 10.521.205 | SCREW, HHC, .75"- 10 X 4" LG, GR8, HRDHD, DISC TO LEVER MOUNTING BOLT | 204AHFH39A | (39A) ECONOMIZER HOPPER AND CATEGORY'S OF THE HOPPER AND DISCHARGE VALVE | 46133-6 | 2FA11F20 | 2 | EA | 16.6
PETE | 5008025 | 10.521.212 | RESTRICTOR, LANTERN, FOR PETE SCRUBBER & IUCS/CSI PUMPS, WARMAN PUMPS MODEL 4/3DAH, S/N MDS4569MM. | 203RWFP02A | P2A FILTER FEED PUMP AND MOTOR (EAST PUMP) | D118C23 | 2FA16E26 | 2 | EA | 464.4
PETE | 5721673 | 10.521.214 | RETAINER, 1.75" SPHERICAL JOINT, DISC TO LEVER MOUNTING | 204AHFH39A | (39A) ECONOMIZER HOPPER AND CATEGORY'S OF THE HOPPER AND DISCHARGE VALVE | 15974 | 2FA11F21 | 2 | EA | 80
PETE | 5009042 | 10.521.222 | RETAINER, PMP, GREASE, BEARING FOR WARMAN PUMPS MODELS 043DAH RRAJ 5310, 043DAH 111J 5310 AND 064DAH RAAJ 5310 USED ON PROCESS & RECLAIM WTR., DISPOSAL & SEC. HYD. FEED PUMPS. | 203RPMSP3A | 3-A SLURRY TRANSFER PUMP P4-3A (WEST PUMP, CONNECTED TO UNIT 3 MILL SLURRY TANK) | D046G01 | 2FA17F56 | 2 | EA | 104.4
PETE | 5304003 | 10.521.223 | PLUNGER RETAINER, ITEM 14, FOR PETE 4 BURNER TILT LINKAGE. | 204BFCBA00 | A CORNER BURNERS, TILTS, LINKAGE, AND DRIVE UNIT | 903-1563-CA | 1FA6F44 | 5 | EA | 275.71
PETE | 5009991 | 10.521.227 | SECONDARY SEAL RETAINER W/SCREWS, 6" CLARKSON KGA FOR PETE 1&2 FGD SYSTEM. | 204RDVY600 | THICKNER SLUDGE TRANSFER PP P411-2 DISC VV | 11027530 | 2FA17E32 | 1 | EA | 123
PETE | 5301049 | 10.521.228 | RETAINER, PETE 3 & 4, FOR COPES-VULCAN, MODEL MK-II, UNIT SPRING MANUFACTURER PART NO = 78169 | 203BSSBA01 | A-1 "A" ROW WALL SOOTBLOWER | 78169 | 1FA3E1 | 5 | EA | 14.1
PETE | 5005214 | 10.521.236 | RETAINER, GREASE, FOR CHEMINEER MIXERS, MODEL 2-HTD-3, SIZE/DESC PETE 4 MANUFACTURER PART NO = 4202-000 | 204RBSM401 | S401 FGD AREA DRAINAGE SUMP MIXER & MOTOR | 23010-400A | 4FA2E18 | 1 | EA | 68
PETE | 5005437 | 10.521.237 | RETAINER, PACKING, FOR GRACO, MODEL 203-869E, MANUFACTURER PART NO = 160-682 | 204RPBMLO0 | BALL MILL LUBE SYSTEM | 160-682 | 2FA24F13 | 1 | EA | 31.65
PETE | 5205342 | 10.521.242 | RETAINING RING FOR GOULDS PUMPS, PETE 3&4 HP ASH WATER PUMPS. | 24534HPWPA | UNITS 3 & 4 HIGH PRESSURE WATER SUPPLY PUMP A, MOTOR, PIPING, VALVES, INSTRUMENTS AND CONTROLS. 3,500 GPM @ 420FT TDH | A06941A3155000 | 2FA22F39 | 5 | EA | 288.81
PETE | 6626281 | 10.521.246 | RHEOSTAT, 25W, ITEM #B89, CAT. #573A384P10A, FOR PETE #4 ALTERREX REGULATOR CUBICLE ASSOCIATED WITH TURBINE S/N 170X755. |  |  | 573A384P10A | 2FA22E21 | 1 | EA | 88.2
PETE | 6626284 | 10.521.247 | RHEOSTAT, 25W, ITEM #B92, CAT. #573A384P8A, FOR PETE #4 ALTERREX REGULATORCUBICLE ASSOCIATED WITH TURBINE S/N 170X755. |  |  | 573A384P8A | 2FA22E21 | 1 | EA | 68.98
PETE | 5205016 | 10.521.253 | RING O 8.250X8.625X.187, WEIR PUMP-SUBMERSIBLE, 300 GPM AT 83 TDH-54674-25-22 | 245BARASPA | RADS AREA SUMP PUMP A. 300 GPM @ 83FT TDH | 810897-094 | 2FA25E68 | 1 | EA | 8.36
PETE | 5003150 | 10.521.255 | RING, "V", PERF, FOR SCRUBBER WASTE SLURRY PUMPS WORTHINGTON PUMP, MODEL 8-R-193, DESC SO2 REMOVAL MANUFACTURER PART NO = 9901070-016 SER NO = B0753158 | 203RDWSP3A | WASTE SLURRY PUMP P3-3-A INCLUDES PUMP, MOTOR AND CONTROLS | 9090020-002 | 2FA14F2 | 2 | EA | 196.04
PETE | 5711529 | 10.521.256 | RING, 4" ALIGNING, #SK-1701-84, FLG CONN USED ON UNITED CONVEYOR CORP. ASHCONVEYOR LINES, REF. PO 54674-4, PETE #3. |  |  |  | SB5A2B5 | 2 | EA | 42.3
PETE | 5003504 | 10.521.257 | RING, BACK-UP, FOR 16" BUTTERFLY VALVE DEZURIK, FIG 632, 16IN, UNIT PETE 3 |  |  | RING FIG 632 | 2FA14E36 | 8 | EA | 2
PETE | 5216277 | 10.521.266 | RING, E-AE, FOR PUMP ENPRO, MODEL 7120HSAE, UNIT 4-1&2 SEAL MANUFACTURER PART NO = W049855-NTR SER NO = J2257-60 |  |  | W049855-NTR | 2FA9F21 | 4 | EA | 1.6
PETE | 5301211 | 10.521.269 | RING, GUIDE ROLLER BEARING RETAINING | 204BSSBL11 | L-11 ECONOMIZER RETRACTABLE BLOWER | BE-527 | 1FA8E48 | 4 | EA | 6.4
PETE | 6407353 | 10.521.280 | RING, OIL, AC PT. #05-140-518-508 USED ON #2 UNIT FD FAN MOTORS, MOTOR SER. #S37890-1 & 2, MOTOR RATING 3000 HP, 4160V, 890 RPM, DLE 04-120-326-502 | 202BAFDM01 | 2-1 FDFM FORCED DRAFT FAN MOTOR. (2-1 FD) INCLUDES MOTOR AND CONTROLS. *** SERIALIZED EQUIPMENT. SEE NOTE ON MOTOR REMOVAL IN HISTORY. |  | 2FA6G4 | 4 | EA | 56
PETE | 5216288 | 10.521.304 | RING, SEAL SYS, FOR PUMP ENPRO, MODEL 7120HSAE, UNIT 4-1&2 SEAL MANUFACTURER PART NO = W200781-NTR SER NO = J2257-60 |  |  | W200781-NTR | 2FA9F24 | 3 | EA | 1.83
PETE | 5721125 | 10.521.306 | RING, SEAT RETAINER, 3" PLIAXSEAL 316SS FOR BOTTOM ASH, PETE #1, 2, AND 3,AND PLANT WATER TREATMENT SYSTEM. | 203AHPGSPD | ASH SLUICE PUMP DISCHARGE PIPING AND VALVES |  | 4FA5F18 | 2 | EA | 302
PETE | 5005008 | 10.521.308 | SEAL, DAMPER, BLADE AMBIENT, FOR PETE #4 SCRUBBER MODULE INLET DAMPERS, A-B-C. (NOTE: SET TO CONSIST OF 4 PCS. {2 LONG & 2 SHORT} 24 GA. FORMED SWEEP SEALS, HASTELLOY C-22/276 MATERIAL) (ONE SET = ONE EA.) | 204RGMID1A | A TOWER INLET GUILLOTINE DAMPER | DCA-IPLU4I-AS | SB5C2D | 3 | EA | 8055
PETE | 5005007 | 10.521.309 | SEAL, DAMPER, INTERNAL, FOR PETE #4 SCRUBBER MODULE INLET DAMPERS A-B-C. (NOTE: SET TO CONSIST OF 16 PCS.{8 LONG & 8 SHORT} 24 GA. FORMED SWEEP SEALS, HASTELLOY C-22/276 MATERIAL) (ONE SET = ONE EA.) | 204RGMID1A | A TOWER INLET GUILLOTINE DAMPER | DCA-IPLU4I-IS | SB5C2D | 0 | EA | 0
PETE | 6501138 | 10.521.313 | SEAL, #223521-17 USED ON UNIT #3 TURBINE DRIVEN BOILER FEED PUMPS OIL PURIFIER. |  |  |  | 2FA12F55 | 3 | EA | 12.24
PETE | 5706105 | 10.521.314 | SEAL, (COVER & ADAPTER) #51, DWG.# A-17477 FOR 6" DEZURIK 3-WAY VALVE, PETE 3 MANUFACTURER'S PART NO 1004994 | 203RW00000 | UNIT 3 SCRUBBER WASTE SYSTEM (IUCS) |  | 2FA15E56 | 6 | EA | 24.48
PETE | 5711759 | 10.521.325 | SEAL, BODY ITEM #34 FOR JAMESBURY PNEUMATIC VALVE ACTUATOR 00-202-0137-00 ST-115 MS ST-175 MS MOD A RK T18-00 H4-1525 ON #1 ASH SYS. | 203AHFFA01 | A-1 PRECIP HOPPER AND NUVA FEEDER |  | 1FA7F6 | 3 | EA | 5.25
PETE | 5003522 | 10.521.341 | SEAL, KEY, FOR SLURRY TANKMIXER PHILADELPHIA MIXERS, MODEL PTERO 24, UNIT PETE 3 SER NO = 305046 43.7HP, 70.0-1 RATIO, 1.5 SF | 203RPMSTK1 | 3-1 MAKE-UP SLURRY STORAGE TANK *** CONFINED SPACE ENTRY *** *** SEE NOTES PAGE 6 *** | 305046 43 | SB3E2C3 | 2 | EA | 794.7
PETE | 5003169 | 10.521.346 | SEAL, MAIN BEARING, RUBBER, 70 DURO, 54-3/4" O.D. X 48" I.D., W/ BOLT CIRCLES 51-3/4", 48 HOLES @ 3/4" DIA., 1/2" THICK, W/ 45 DEG. SPLIT-ONE SIDE, FOR PETE #3 & #4 SCRUBBER LIMESTONE BALL MILLS. | 203RPBM000 | M2-3 BALL MILL LINERS,SCREENS,AND INTERNALS | 70 DURO | SB3E2D3 | 4 | EA | 821.44
PETE | 5225300 | 10.521.349 | SEAL, MECHANICAL - 5840, GA136701, 4-134", BOTTOM ASH OVERFLOW RETURN PUMP | 245BAAOP1A | BOTTOM ASH AREA OVERFLOW PUMP 1A, MOTOR, PIPING, VALVES, INSTRUMENTS AND CONTROLS.. | 914633 | SB1KE10 | 3 | EA | 35439.7
PETE | 5004035 | 10.521.356 | SEAL, MECHANICAL, SLC 5 DZ4Z, | 203RMRCPA4 | RECYCLE PUMP P1-3-A4 | A2R71563 |  | 0 | EA | 0
PETE | 5711735 | 10.521.363 | SEAL, OIL, FOR FMC LINK-BELT SIZE & MODEL DDFF-73 INTERDRIVE, USED ON CLINKER GRINDER DRIVE UNIT, UNIT 3, MANUFACTURER PART NO. 319W233-39. |  |  |  | 1FA3E44 | 4 | EA | 10.04
PETE | 5012948 | 10.521.375 | SEAL, SHAFT, ASSEMBLY, CERAMIC FELT, BORE 2.9375 INCH, STEEL, USED ON PETE 2&3 BAGHOUSE BYPASS DAMPER SEAL AIR BLOWER. BLR TAG 2014-004066, GRP 2/SIZE 44 HPBC, FOR NYB HPBC SIZE 44 BC ARR-8 CCW ROTATION UB DISCH FLANGED 83% WIDTH. | 203BA4600C | 3BA4600C - UNIT 3 FABRIC FILTER BYPASS DAMPER SEAL AIR BLOWER AND MOTOR. 3BA4700Y - SEAL AIR BLOWER DAMPER, EFFOX, 36" ROUND. 3SV-BA-4700C - CLOSE SOLENOID 3SV-BA-4700O - OPEN SOLENOID 3ZS-BA-4700C - CLOSE LIMIT SW. 3ZS-BA-4700O - OPEN LIMIT SW. |  | 4FA2G4 | 1 | EA | 270
PETE | 5005004 | 10.521.382 | SEAL, TOP & BOTTOM, 24 GA INCONEL 625 (10'LENGTHS) ACDC, MODEL DBLE, SIZE 114" X 132", UNIT ABSRB TWR | 204RFBFV01 | 4-1 BOOSTER FAN VANES INCLUDES OPERATOR, LINKAGE AND CONTROLS *** CONFINED SPACE ENTRY *** SEE NOTES PAGE 6 *** |  | SB2A1E6 | 3 | EA | 578.01
PETE | 5513983 | 10.521.393 | SEAL, GREASE, FOR PETE #3 & #4 ABB C-E SVCS. MODEL 903RP COAL PULVERIZERS. | 203BFCM001 | 3-1 PULVERIZER *** CONFINED SPACE ENTRY *** *** FOR PYRITE SECTION ONLY - SEE NOTES PAGE 6 *** | R0-76 | 1FA13D15 | 36 | EA | 84.23
PETE | 5225614 | 10.521.395 | LABYRINTH SEAL, ITT GOULDS PUMP MODEL #3196MTI 2X3-10, 3196MTI 3X4-7, 3196MTI 3X4-10, 3196MTI3X4-8G & 3196MTI 4X6-13. | 245FGDSWPA | FGD SERVICE WATER PUMP "A", INCLUDES MOTOR, COUPLING, CONTROLS, VALVES AND PIPING. FED FROM WWTP 480V MCC 3 POSITION 07A 100 AMP BREAKER | A04951A218 | 2FA18E12 | 5 | EA | 1552.5
PETE | 5225641 | 10.521.397 | SEAL, LABYRINTH, ITT GOULDS PUMP MODEL #3196LTi 3X4-13, USED ON PETE FGD RECYCLE PUMP. | 245FGDRP0A | FGD RECYCLE PUMP "A" , INCLUDES PUMP, MOTOR, COUPLING, CONTROLS, VALVES AND PIPING. FED FROM WWTP 480V MCC 3 POSITION 12E 250 AMP BREAKER | A04951A221 | 2FA18E7 | 1 | EA | 433
PETE | 5004437 | 10.521.399 | SEAL, LIP, FOR PETE #3 IUCS THICKENER RAKE, W/ CLD60 LIFTING DEVICE, EIMCO PROCESS EQUIPMENT MODEL C60B2P, S/N 76011-01. | 203RDTHD01 | THICKNER DRIVE #1 GEAR REDUCER AND MOTOR | 88683C | 2FA5B1 | 20 | FT | 80
PETE | 5005216 | 10.521.400 | SEAL, LIP, FOR LOW SPEED SHAFT, USED ON PETE #4 SCRUBBER DRAINAGE SUMP MIXER, CHEMINEER MIXERS MODEL 2-HTD-3. | 204RBSM401 | S401 FGD AREA DRAINAGE SUMP MIXER & MOTOR | 2030-109J | 4FA2E18 | 2 | EA | 57
PETE | 5004318 | 10.521.402 | LIP SEAL, BEARING SHAFT, FOR PARTICLE SIZE MONITOR ARMCO AUTOMETRICS, MODEL PSM400 MANUFACTURER PART NO = 250801B0 | 203RPPSM00 | UNIT #3 BALLMILL PARTICLE SIZE MONITOR DENSITY AND GRIND SIZE DEVICE AND TRANSMITTER. | 250801B0 | 4FA4E5 | 3 | EA | 64.5
PETE | 5513708 | 10.521.404 | SEAL, OIL, LIP TYPE, FOR DRIVE & BOWL ASSY., USED ON PETE #3 & #4 ABB C-E SVCS. MODEL 903RP COAL PULVERIZERS, S/N 73831-73836, CONTR. #173. | 203BFCM001 | 3-1 PULVERIZER *** CONFINED SPACE ENTRY *** *** FOR PYRITE SECTION ONLY - SEE NOTES PAGE 6 *** | R1175-3818VITON | 1FA12F5 | 2 | EA | 1437.21
PETE | 5005279 | 10.521.408 | RING, RED RETAINING, FOR TRUARC, MODEL MIXCO-73 MIXER, SIZE/DESC PETE 4 MANUFACTURER PART NO = 5108-156 | 204RBSMBMD | BALL MILL AREA DRAINAGE SUMP MIXER & MOTOR | 114340 PSP | 4FA4E14 | 2 | EA | 6
PETE | 5008207 | 10.521.410 | RING, RETAINING, FOR SULFUR PUMPS ROBBINS & MEYERS, MODEL B1B-SSQ, UNIT PETE 3&4 MANUFACTURER PART NO = 6100 SER NO = GRA250075 |  |  | 6100 | 2FA21E43 | 4 | EA | 173.92
PETE | 5006067 | 10.521.411 | RING, RETAINER, SLEEVE, RUBBER COVERED, COMPLETE W/ HARDWARE, FOR 20" CLARKSON KNIFE GATE VALVE, USED ON PETE #4 SCRUBBER QUENCHER FEED PUMPS, MODEL KGA202HMZ12V8. | 204RDVYC3A | C-3 ABSORBER FEED PUMP DISCHARGE VALVE FV-406C | 3670 | SB1DE8 | 2 | EA | 1230
PETE | 5706233 | 10.521.412 | RING, RETAINER, (SPLIT), FOR PETE #3 & #4 IUCS/CSI PUGMILL MIXERS, 24" X 13'-6", EAGLE IRON WORKS MODEL BM-D28458, S/N 10149. | 203RWPM000 | PUG MILL | W-D12528 | 2FA15F56 | 4 | EA | 367.59
PETE | 5301613 | 10.521.413 | RING, RETAINING TO REPAIR SOOBLR TRAVELNG CARRIAGE COPES-VULCAN, MODEL MK-II T-30, UNIT 3 MANUFACTURER PART NO = 180060 | 203BSSBL01 | L-1 LONG RETRACT T 30 MARK 2 | 180060 | 2FA19E2 | 2 | EA | 12.78
PETE | 5706143 | 10.521.436 | RING, SPACER, EAGLE P/N D11351, FOR BM-D24828 REDUCER, USED ON 24" DIA. X 13'-6" LONG MIXER, #BM-D28458, S/N 10149, FOR PETE #3 & #4 SLUDGE WASTE TREATMENT. | 203RWPM000 | PUG MILL | D11351 | 2FA15E38 | 0 | EA | 0
PETE | 5305235 | 10.521.438 | SPLIT RING, USED ON PETE 3 BURNER ISOLATION VALVES. | 203BFCBA00 | A CORNER BURNERS, TILTS, LINKAGE, AND DRIVE UNIT | V681298.B01 | SB1KE8 | 4 | EA | 2239
PETE | 5301612 | 10.521.442 | RING, THRUST TO REPAIR SOOTBLWR TRAVELING CARRIAGE COPES-VULCAN, MODEL MK-II T-30, UNIT 3 MANUFACTURER PART NO = 31215 | 203BSSBL01 | L-1 LONG RETRACT T 30 MARK 2 | 31215 | 2FA19E2 | 2 | EA | 48.32
PETE | 5706543 | 10.521.443 | V-RING, NITRILE, FOR FILTER DRUM, USED ON PETE #4 CSI VACUUM FILTERS, FL-101 & FL-102, DORR-OLIVER S/N CSP0000252-1. | 204RWVFFL1 | FL 101 VACUUM FILTER MCC 101 ROTARY VACUUM FILTER FL-101 ***CONFINED SPACE ENTRY***SEE NOTES PAGE 6*** | 852877F-SLC1 | 2FA1E45 | 2 | EA | 33.53
PETE | 5721580 | 10.521.455 | RING, WEAR LINER INSERT, DURITE, FOR 8" 150 W KNIFEGATE VALVE, USED ON PETE #1 BOTTOM ASH SYSTEMS. | 204AHTKSG4 | UNIT 4 PYRITE DISC. LINE TO BOTTOM ASH LINE ISOL VALVE. | 191640-3 | 1FA3G25 | 2 | EA | 452
PETE | 5005228 | 10.521.469 | RING, SNAP FOR MECHANICAL MIXER, P IMPELLER CHEMINEER MIXERS, MODEL 2-HTD-3,USED PETE 4 MANUFACTURER PART NO = 5019-9300-148C | 204RBSM401 | S401 FGD AREA DRAINAGE SUMP MIXER & MOTOR | 5019-9300-148C | 4FA2E19 | 1 | EA | 7
PETE | 5301761 | 10.521.474 | RING, WIPER LH, FOR COPES VULCAN INC, MODEL RW-6E, USED PETE 4 MANUFACTURER PART NO = 187766 | 204BSSBA01 | A-1 "A" ROW WALL SOOTBLOWER. | 187766 | 2FA19H3 | 2 | EA | 9.42
PETE | 5721216 | 10.521.477 | RING, ORIFICE FOR CLINKER GRINDER SIZE 33X30, UNITS 2, 3, 4, PETE U.C. P/NSK-21947 | 203AHBGG0A | UNIT 3 (A) BOTTOM ASH HOPPER GRINDER | SK-21947 | 4FA5C22 | 14 | EA | 383.6
PETE | 5003546 | 10.521.478 | RINGS, PACKING, FOR 8"-25 AW VALVE, 300 DEG. SERVICE, USED ON SO2 DAMPERS FD60-A,B,C,&D, MOSSER IND. #B-2573-A, PETE 3. | 203RGMOD0A | FD60-A MODULE OUTLET DAMPER INCLUDES DRIVE UNIT, DAMPER, CHAIN AND ELECTRICAL CONTROLS. WIEGHT 1,560 LBS. |  | 2FA14F32 | 1 | ST | 6.45
PETE | 5711999 | 10.521.504 | ROD, TIE, #1-43009 FOR BOTTOM ASH HOPPER SLIDE GATES, UNITS #3 & 4. |  |  |  | SB5A2A6 | 8 | EA | 42.16
PETE | 5706514 | 10.521.511 | RING, SEAL, BRONZE, FOR PETE #4 IUCS/CSI PUGMILL. | 204RWPM000 | PUGMILL MCC 101 PUG MILL MIXER M-101 | D36822 | 2FA6F19 | 3 | EA | 248.85
PETE | 5006201 | 10.521.514 | RING, SEAL, FEED END ASSY., FOR PETE SCRUBBER #5 LIMESTONE BALL MILL. | 204BMS0000 | BALLMILL SYSTEM 44-05 | 3046166-PDB1 | SB3A1A1 | 1 | EA | 1301.25
PETE | 5711225 | 10.521.519 | RING, SEAL, PRESSURIZED POKEHOLE, FOR ACCESS DOOR (2-2023-18), USED ON PETE #3 & #4 BOTTOM ASH PYRITE HOPPERS, PER UC PO 54674-4. | 203AHA0000 | UNIT 3 BOTTOM ASH TANK | SK-408123 | 1FA3C17 | 5 | EA | 224.7
PETE | 5007070 | 10.521.527 | SEAL, SHAFT, FOR ABSORB FEED TANK MIXER MOTOR SIEMENS-AC, MODEL ELI5106316874, UNIT PETE 4 MANUFACTURER PART NO = 51-689-491-001 |  |  | 51-689-491-001 | 2FA19E17 | 4 | EA | 266.96
PETE | 5706532 | 10.521.528 | SEAL, SHAFT, W/ AIR REGULATOR & GAUGE SET, MEDCO MODEL, FOR PETE #4 IUCS/CSI SCREW CONVEYORS. | 204RWCB103 | CO-103 FLYASH SCREW CONV & BEARINGS MCC 101 FLYASH SCREW CONV CO-103 | MEDCO HEAF-300 | 2FA6H5 | 3 | EA | 2355
PETE | 5706120 | 10.521.530 | SEAL, COUPLING, MIXER SHAFT, FOR PETE #3 & #4 IUCS/CSI PUGMILL MIXERS, 24" X 13'-6", EAGLE IRON WORKS MODEL BM-D28458, S/N 10149. | 204RWPM000 | PUGMILL MCC 101 PUG MILL MIXER M-101 | D09392 | SB3B2B5 | 8 | EA | 81.28
PETE | 8611030 | 10.521.533 | SEAL, MOTOR SHAFT, PT #3A-30 FOR HOLMES PULVERIZER - MODEL 501, S/N 36271-26, SIZE 6 X 2 USED AS LABORATORY COAL PULVERIZER. | 266ESCNI00 | COAL HANDLING INSTRUMENTS AND DEVICES INCLUDES ALL MEASURING, INDICATING, RECORDING OR CONTROLLING DEVICES. | 3A-30 | 2FA1E5 | 1 | EA | 4.54
PETE | 5013415 | 10.521.534 | SEAL, SPRING, USED ON BOOSTER FANS, PETE UNIT 4 FGD, VLV DAMPER COMPONENT, DWG# P208305-D30-400001, S/N P208305. |  |  | D30-400001.22 | 1FA11E35 | 2 | EA | 100
PETE | 5008229 | 10.521.537 | SEAL, FOR 30" CYLINER ON VALVE AEROQUIP, TYPE KNIFE GATE MANUFACTURER PARTNO = 5168-50 | 204RDVYA1B | A-1 ABSORBER FEED PUMP SUCTION VALVE FV-403A | 5168-50 | 2FA5F12 | 8 | EA | 494.96
PETE | 5711275 | 10.521.544 | SEAL, GATE, FOR 8" ASH SLUICE VALVE GATE (4-1905-188), TOTALLY ENCLOSED, USED ON PETE #3 BOTTOM ASH PYRITE TRANSFER SYSTEM. | 203AHTKP00 | UNIT 3 PYRITE HOLDING TANK. NORTH OF 3-6 PULV. | SK-45307 | 1FA3C19 | 1 | EA | 23
PETE | 5005795 | 10.521.547 | PACKING SEAL, EPDM SECONDARY, FOR 3" CLARKSON KGD KNIFEGATE VALVE, USED ON PETE #3 & #4 SCRUBBER HYDROCLONES. | 203MSH0003 | UNIT 3 MILL SLURRY HYDROCLONE #3 | 08207 | 4FA5C12 | 3 | EA | 115.17
PETE | 5013414 | 10.521.550 | SEAL, VANE STRIP, USED ON BOOSTER FANS, PETE UNIT 4 FGD, VLV DAMPER COMPONENT, DWG# P208305-D30-400001, S/N P208305. |  |  | D30-400001.05 | 4FA57B3 | 2 | EA | 28
PETE | 5013392 | 10.521.553 | SEAL, BEARING, OUTBOARD, 315 MM, USED ON BOOSTER FANS, PETE UNIT 4 FGD, DWG# P208305-D10-010002, S/N P208305. | 204RFBF001 | 4-1 BOOSTER FAN, WHEEL & BEARINGS *** CONFINED SPACE ENTRY *** SEE NOTES PAGE 6 *** | 315 MM | SB1EE1 | 1 | EA | 3399.07
PETE | 5004338 | 10.521.554 | SEAL, BEARING, FOR LIME WEIGH FEEDER ACRISON INC, MODEL 203B105ZN, UNIT PETE 3 MANUFACTURER PART NO = 416 SER NO = 65968 | 203RPWFB00 | LIMESTONE WF BELT, REDUCER, & ROLLERS M1-3. | B83KS65100 | 4FA3E20 | 4 | EA | 79.64
PETE | 5005005 | 10.521.555 | SEAL, BLADE, 24 GA INCONEL 625, (37" LENGTHS) FOR PETE #4 SCRUBBER TOWER OUTLET DAMPERS. | 204RFBFV01 | 4-1 BOOSTER FAN VANES INCLUDES OPERATOR, LINKAGE AND CONTROLS *** CONFINED SPACE ENTRY *** SEE NOTES PAGE 6 *** | AC 3010-2-23 | SB2A1E6 | 49 | EA | 5534.06
PETE | 5008212 | 10.521.560 | SEAL DOOR 40 DUROMEER GUM RUBBER 3/4" X 3/4" X 24' BAKER BOHNERT, UNIT PETE SCRUBBERS MANUFACTURER PART NO = TL-4232-VD | 204RMTK00A | A TOWER & STRUCTURE | TL-4232-VD | SB3B2A7 | 300 | FT | 465
PETE | 5307801 | 10.521.562 | SEAL, FAN, VANE CENTER, 3/16" X 23" ID X 28" OD, FOR PETE #3 SCRUBBER BOOSTER FANS, HOWDEN/BUFFALO MODEL #4132, NAY-4295. |  |  | 2994C51H004 | 4FA57A3 | 6 | EA | 930.6
PETE | 5009468 | 10.521.568 | SEAL, GEARBOX, FOR SIDE ENTRY AGITATOR, REF. #34, EKATO MODEL HWL 100-R S/N 92/5891-0060/0110, USED ON PETE #2 SCRUBBER ABSORBER TOWER. | 272ABA2100 | ABA 122-1 ABSORBER AGITATOR | HWL100-R-34 | 2FA17A19 | 2 | EA | 60.76
PETE | 5301109 | 10.521.572 | SEAL, KLOZURE, FOR COPES-VULCAN, MODEL MK-II T-30, UNIT PETE 3. | 203BSSBL01 | L-1 LONG RETRACT T 30 MARK 2 | 51X969 | 1FA3F3 | 4 | EA | 66.8
PETE | 5007065 | 10.521.573 | SEAL, MOTOR, FOR SIEMENS 150 HP AC MOTOR, MODEL ELI51063016, USED ON PETE #4 SCRUBBER MAKE-UP WATER BOOSTER PUMPS, GOULDS PUMPS MODEL 3196XLT, 8 X 10 X 15G, S/N 750B483. | 204RMMUP01 | MAKE-UP WATER BOOSTER PUMP P403-1 | 51-443-827-011 | 2FA19E17 | 0 | EA | 0
PETE | 5003114 | 10.521.578 | SEAL, ROTOR, CLUTCH, FOR PETE #3 & #4 SCRUBBER BALL MILLS, AIRFLEX MODEL 42FC650. | 203RPBM000 | M2-3 BALL MILL LINERS,SCREENS,AND INTERNALS | 145487K | 2FA14E1 | 2 | EA | 2572
PETE | 5012591 | 10.521.584 | HYPALON TOP HAT BOOT SEAL, USED ON UNIT 4, 2014, E.S.P. UPGRADE, RAPPER PARTS. | 204ENP0000 | UNIT 4 PRECIPITATORS (PARENT) INCLUDES CONTROLS, TR SETS, VIBRATORS, RAPPERS, DOORS, LOCKS AND HIGH VOLTAGE BUSHINGS. *********CONFINED SPACE SEE NOTES PAGE 6********* | 40177 | 2FA8D13 | 10 | EA | 220
PETE | 5005974 | 10.521.585 | LABYRINTH SEAL WET END, FOR PETE #4 - 44-03 & 44-04 SLURRY FEED PUMPS. | 204SFP4403 | LIMESTONE SLURRY FEED PUMP & MOTOR, 44-03. | EY062XLE62 | 2FA19C21 | 1 | EA | 393.05
PETE | 5309259 | 10.521.604 | SEAMLESS TUBE, BOILER, 2 3/8" OD X .260" MWT, SA-210 GRADE A-1, BOILER #3. |  |  |  | SB3I1H1 | 134 | FT | 487.76
PETE | 5513223 | 10.521.626 | SCREW, CAP, SLOTTED, COUNTERSUNK, 5/8" X 3", FOR PETE #3 & #4 ABB C-E SVCS. MODEL 903RP COAL PULVERIZERS, S/N 73831-73836. | 203BFCM001 | 3-1 PULVERIZER *** CONFINED SPACE ENTRY *** *** FOR PYRITE SECTION ONLY - SEE NOTES PAGE 6 *** | 13-1059 | 1FA12D6 | 62 | EA | 206.46
PETE | 5504280 | 10.521.629 | SCREW, CAP, SOCKET HEAD, LEEDS & NORTHRUP, USED ON PETE 3 PULVERIZER COLD AIR DAMPER DRIVE UNIT MANUFACTURER PART NO = 004229 | 203BFCM001 | 3-1 PULVERIZER *** CONFINED SPACE ENTRY *** *** FOR PYRITE SECTION ONLY - SEE NOTES PAGE 6 *** | 4229 | 2FA21E24 | 13 | EA | 48.1
PETE | 5304022 | 10.521.630 | CAP SCREW, ITEM 30, 10 UNC X 1.25" SS, FOR PETE 4 BURNER TILT LINKAGE. | 204BFCBA00 | A CORNER BURNERS, TILTS, LINKAGE, AND DRIVE UNIT | MD8-00064-CH | 1FA6F45 | 4 | EA | 5.76
PETE | 5513681 | 10.521.631 | SCREW, HEX HEAD, CAP, 1-1/8" X 2-3/4", FOR TRUNNION END CAPS, USED ON PETE #2 ABB C-E SVCS. MODEL 823RPS PULVERIZERS, S/N 66810-66814, MFT. P/N 13-3181. | 203BFCM001 | 3-1 PULVERIZER *** CONFINED SPACE ENTRY *** *** FOR PYRITE SECTION ONLY - SEE NOTES PAGE 6 *** | 13-3181 | 4FA51A5 | 45 | EA | 876.15
PETE | 5304053 | 10.521.635 | HEX HEAD MACHINE SCREW, ITEM 33, .375-16 X .625" LONG, 316SS, FOR PETE 4 BURNER TILT LINKAGE. | 204BFCBA00 | A CORNER BURNERS, TILTS, LINKAGE, AND DRIVE UNIT | MD8-00037-CM | 1FA6F45 | 4 | EA | 4
PETE | 5706746 | 10.521.637 | SET SCREW, W/ NUT, FS 10 X 20MM, FOR PETE #4 DEWATERING PRIMARY HYDROCLONE & RECLAIM WATER PUMPS, WARMAN PUMPS MODEL 6/4EEAH. | 204MSP405A | BALLMILL SLURRY PUMP | M10H2-20VW | 2FA6F48 | 8 | EA | 22.4
PETE | 5706315 | 10.521.650 | SCREW, 6" DIA. X 3 FT.-4 3/4" LONG R.H. HELICOID WITH QUICK REMOVABLE COUPLINGS, P/N 6HQR312-R, FOR CO-4 CONVEYOR, #3 UNIT SLUDGE DISPOSAL SYSTEM. | 203RWLSC04 | CO-4 LIME SCREW CONVEYOR AND MOTOR | T30NJ10600 | SB3B2A2 | 1 | EA | 189.8
PETE | 5513015 | 10.521.662 | SEAL, BLAST GATE, AMBIENT AIR & LEADING EDGE, FOR PETE #1, #2, #3 & #4 ABB C-E SVCS. COAL PULVERIZERS, MODELS 683RPS, 823RPS & 903RP. | 203BFBG001 | 3-1 PULVERIZER BLAST GATE (ALSO CALLED P GATE) INCLUDES GATE, SOLENOID, SWITCH, AND CYLINDERS. | DCA-1390-7-AM | SB3M2C4 | 4 | EA | 1486.68
PETE | 5013393 | 10.521.666 | ASSEMBLY, SHAFT SEAL, USED ON BOOSTER FANS, PETE UNIT 4 FGD, DWG# P208305-D30-400001, S/N P208305. FAN, | 204RFBF001 | 4-1 BOOSTER FAN, WHEEL & BEARINGS *** CONFINED SPACE ENTRY *** SEE NOTES PAGE 6 *** | D30-400001.15 | 4FA57B3 | 2 | EA | 5300
PETE | 7005380 | 10.521.675 | SEAL KIT, FOR FALK SIZE 90T10 COUPLING. | 203AHFB001 | 3-1 FLY ASH BLOWER ASSEMBLY | F13ZI47003 | 1FA7F51 | 2 | EA | 57.73
PETE | 7005838 | 10.521.676 | SEAL KIT, FOR FALK COUPLING, STEELFLEX TYPE 1140T10, USED AT PETE 4 GYPSUM A&B VACUUM PUMPS. | 272FVP404A | FVP 44-04A DEWATERING UNIT #4 FILTER VACUUM PUMP A | 1140T10 | 1FA7A13 | 3 | EA | 232.63
PETE | 7005133 | 10.521.677 | SEAL KIT, FOR FALK COUPLING, STEELFLEX TYPE 1110T10. | 204AHFB001 | 4-1 FLY ASH BLOWER ASSEMBLY | 1110T10 SEAL KIT | 1FA7B24 | 2 | EA | 102.05
PETE | 7005355 | 10.521.679 | KIT, SEAL, FOR FALK #70T20 COUPLING. | 203RMMX00D | A1-3-D RECYCLE TANK AGITATOR. INCLUDES MOTOR, GEARBOX, SHAFT, MIXER BLADES AND CONTROLS. | 1070T20 | 1FA7F49 | 2 | EA | 26.9
PETE | 5701929 | 10.521.687 | SEAL KIT, GLAND CARTRIDGE, FOR 9" AIR-ELECTRIC SEGREGATING VALVE & VACUUM BREAKER AIR CYLINDER OPERATOR, MODEL #J-2AS14, 5" DIA. BORE, 9-3/4" STROKE, S/N K-11304B, A-60901, USED ON PETE #1 & #2 ABB C-E SVCS. COAL PULVERIZERS. | 203BFWGL01 | WARM-UP OIL GUNS 1/2 LEVEL | RK2AHL101 | 1FA7B13 | 6 | EA | 216.9
PETE | 5713481 | 10.521.688 | PISTON SEAL KIT, FOR PARKER 8" AIR CYLINDER, ASH HOPPER & PYRITE TRANSFER TANK DISCHARGE VALVE, USED ON BOTTOM ASH SYSTEM, PETE 3. | 203AHPGD00 | WET ASH DISCHARGE PIPING TO ASH POND AND DEWATERING BINS. | PK8002A001 | 4FA5F24 | 1 | EA | 116
PETE | 5004663 | 10.521.689 | REPAIR KIT, CYLINDER SEAL, FOR 30" CLARKSON DUAL-HYDRAULIC KGA VALVE, USED ON PETE SCRUBBER SLURRY TANKS. | 203RWPGF00 | FILTRATE PIPING | 11042253 | 2FA1F34 | 1 | EA | 325.78
PETE | 6625259 | 10.521.690 | SEAL KIT, FOR ELECTRIC TRIP VALVE, USED ON PETE #3 & #4 G.E. TURBINES, S/N 170 X 583 / 755. |  |  | 155C3847P0002 | 2FA25E48 | 1 | EA | 652.05
PETE | 5713483 | 10.521.696 | PISTON SEAL KIT, USED ON PARKER 12" AIR CYLINDER, BV-1, 2, & 3, FOR PETE #3 BOTTOM ASH SYSTEM, MFT. P/N PK9002A001. | 203AHPGBV1 | COV-2052, (BV-1) TOP ASH WET TO BOTTOM ASH. LOCATED NORTH OF "C" ASH HOPPER 1ST FL | PK9002A001 | 4FA5F23 | 2 | EA | 420
PETE | 5706517 | 10.521.699 | REPAIR KIT, SPLIT SEAL, FOR MECHANICAL SEAL, USED ON PETE #3 IUCS THICKNER UNDERFLOW PUMP, WORTHINGTON PUMPS MODEL. | 203RDUFP3A | P7-3A UNDERFLOW PUMP INCLUDES PUMP, MOTOR AND CONTROLS | 812255-48N3-RPR | 2FA15G23 | 1 | EA | 2111
PETE | 5706124 | 10.521.710 | SHAFT | 204RWDCS01 | IUCS/CSI ROTO-CLONE DUST COLLECTION SYSTEM FOR DUST COLLECTION OF CO-5A & CO-5B PUG MILL DUST COLLECTION ( NEW SYSTEM AT IUCS/CSI SEPT. 2018) | AEI-AXP-10064 | SB1KE8 | 1 | EA | 1501
PETE | 5504547 | 10.521.718 | VERTICAL SHAFT ASSEMBLY, INCLUDES MAIN VERTICAL SHAFT, #94-331-A, W/UPPER RADIAL BEARING SPACER, #GP-2373-B, W/WORM GEAR HUB KEY, #GP-2380-E, HARDWARE FOR KEY, #13-4040, USED ON PETE 4 PULVERIZER. | 204BFCM000 | UNIT 4 PULVERIZER SYSTEM *** CONFINED SPACE ENTRY *** *** FOR PYRITE SECTION ONLY - SEE NOTES PAGE 6 *** | GP-2520-E | SB1KF5 | 1 | ASY | 38857
PETE | 5004039 | 10.521.720 | SHAFT SLEEVE KIT, 5.13/6.44 X 8.75 IN | 203RMRCPA4 | RECYCLE PUMP P1-3-A4 | 02531053 | 4FA52B3 | 2 | EA | 5275.7
PETE | 5012950 | 10.521.721 | SHAFT, 2.9375 INCH DIAMETER, USED ON PETE 3 BAGHOUSE BYPASS DAMPER SEAL AIR BLOWER. BLR TAG 2014-004066, GRP 2/SIZE 44 HPBC, FOR NYB HPBC SIZE 44 BC ARR-8 CCW ROTATION UB DISCH FLANGED 83% WIDTH. | 203BA4600C | 3BA4600C - UNIT 3 FABRIC FILTER BYPASS DAMPER SEAL AIR BLOWER AND MOTOR. 3BA4700Y - SEAL AIR BLOWER DAMPER, EFFOX, 36" ROUND. 3SV-BA-4700C - CLOSE SOLENOID 3SV-BA-4700O - OPEN SOLENOID 3ZS-BA-4700C - CLOSE LIMIT SW. 3ZS-BA-4700O - OPEN LIMIT SW. |  | SB1IB6 | 1 | EA | 652
PETE | 5704966 | 10.521.724 | SHAFT, BEND PULLEY USED ON CONV #7B PIECE #37 DWG JK1955CA-171 FOR "B" COAL SYS ON UNIT #3. | 266CB07BCB | 7B COAL CONVEYOR BELT *** SEE EQUIPMENT NOTES PAGE #6 *** * CUTTING & WELDING PERMIT REPUIRED * |  | SB5C1D | 1 | EA | 426.67
PETE | 5008248 | 10.521.729 | SHAFT, DRIVE, FOR ACTUATOR ELOMATIC, MODEL DA50, UNIT PETE 4 | 204RMPGQ0A | A TOWER QUENCHER PIPING *** SEE EQUIPMENT NOTES PAGE 6 *** *** NUCLEAR DENSITY GAUGE ATTACHED TO PIPING *** |  | 2FA14B26 | 1 | EA | 94.4
PETE | 5301728 | 10.521.733 | SHAFT, FOR ROTARY GEARBOX ON WALL BLOWERS COPES-VULCAN, MODEL RW-6E, USED PETE 4 (LH UNIT) MANUFACTURER PART NO = 195425 | 204BSSBA01 | A-1 "A" ROW WALL SOOTBLOWER. | 195425 | 2FA19H2 | 2 | EA | 59.26
PETE | 5704972 | 10.521.740 | SHAFT, PULLEY, 4-15/16" DIA. X 73" LONG, JOURNALED ON 9-1/2" ON EACH END TO 3-15-16", KEYED UNDER BUSHINGS W 5/8" D/T ONE END, W/ XT50 X 4-15/16" BUSHINGS, FOR PETE 8A & 8B COAL CONVEYOR TAIL PULLEYS. | 266CB08BCB | 8B COAL CONVEYOR BELT *** SEE EQUIPMENT NOTES PAGE #6 *** * CUTTING & WELDING PERMIT REQUIRED * BEFORE ARC WELDING WITHIN 100 FEED OF DETECTOR. 8 B CONVEYOR TAKE UP WEIGHT IS 9,000# |  | SB5C1D | 1 | EA | 1844.88
PETE | 5704747 | 10.521.744 | SHAFT, TAIL PULLEY, FOR PETE 3B COAL CONVEYOR, PIECE #19 DWG. #JK1955CA-170. | 266CB03BCB | 3B COAL CONVEYOR BELT *** SEE EQUIPMENT NOTES PAGE #6 *** * CUTTING & WELDING PERMIT REQUIRED * |  | SB5C1C | 1 | EA | 1128
PETE | 5705175 | 10.521.745 | SHAFT, TAIL, 1 1/2" CRS, 1'-1 1/4" LONG, ITEM 4, DWG. 211450. FOR PETE #4 CSI, LIME CONVEYOR CO-104 CONT. SCREW CONV. JOB #C3-586. | 204RWCB104 | CO-104 ADDITIVE SCREW CONVEYOR MCC 101 ADDITIVE SCREW CONV. CO-104 |  | 2FA15E41 | 1 | EA | 108
PETE | 5704974 | 10.521.746 | SHAFT, TRIPPER BEND PULLEY USED ON CONV #9B PIECE #55 DWG JK1955CA-170 FOR"B" COAL SYS ON UNIT #3. (10-15-09 REVISION PER SPEC PRINT: 30" X 54" DRUM, W/ I/2" RUBBER LAGGING, 75" LONG SHAFT, 5-7/16" JOURNALED TO 4-15/16" TO 3-15/16".) | 266CB09BCB | 9B COAL CONVEYOR BELT *** SEE EQUIPMENT NOTES PAGE #6 *** * CUTTING & WELDING PERMIT REQUIRED * 8 B CONVEYOR TAKE UP WEIGHT IS 9,400# |  | SB5C1D | 1 | EA | 552.76
PETE | 5706342 | 10.521.753 | SHAFT, INPUT, FOR PHILADELPHIA MIXERS MODEL 3801-S-PTO, USED ON OVERFLOW SUMP AGITATOR, PETE 4, MANUFACTURER PART NO. 18 | 204RWSU000 | SP101 OVERFLOW SUMP *** CONFINED SPACE ENTRY *** *** SEE NOTES PAGE 6 *** | 18 | 2FA21E40 | 1 | EA | 2867
PETE | 5301775 | 10.521.754 | SHAFT, FOR TRAVERSING GEARA BOX ON WALL BLOWER COPES VULCAN INC, MODEL RW-6E, USED PETE 4. | 204BSSBA01 | A-1 "A" ROW WALL SOOTBLOWER. | 131631 | 2FA19H6 | 3 | EA | 50.25
PETE | 5301185 | 10.521.755 | WORM AND SHAFT,MATERIAL SAE 8620,ITEM 12, FOR COPES-VULCAN, MODEL MK-IIE, UNIT 3 WALL BLOWER MANUFACTURER PART NO = 59143 | 203BSSBL01 | L-1 LONG RETRACT T 30 MARK 2 | 59143 | 1FA3C10 | 2 | EA | 309.84
PETE | 5706316 | 10.521.756 | SHAFT, END, 1 1/2" SIZE, P/N 76W11-0225-3B, FOR CO-4 CONVEYOR, #3 UNIT SLUDGE DISPOSAL SYSTEM. | 203RWLSC04 | CO-4 LIME SCREW CONVEYOR AND MOTOR | 76W11-0225-3B | 2FA15F53 | 5 | EA | 38.25
PETE | 5704978 | 10.521.759 | SHAFT, DRIVE SNUB PULLEY. USED ON CONV. #9B PIECE 55 DWG JK1955CA-169. FOR"B" COAL SYSTEM ON UNIT #3. | 266CB09BCB | 9B COAL CONVEYOR BELT *** SEE EQUIPMENT NOTES PAGE #6 *** * CUTTING & WELDING PERMIT REQUIRED * 8 B CONVEYOR TAKE UP WEIGHT IS 9,400# | L32ZI47024 | SB5C1G | 1 | EA | 286
PETE | 5513031 | 10.521.761 | SHAFT, OUTPUT, FOR SINGLE DOWN WORM GEAR REDUCER, USED ON PETE #3 & #4 GRAVIMETRIC COAL FEEDERS, STOCK EQUIPMENT CO. MODEL 8224A. | 203BFCF001 | 3-1 COAL FEEDER ********SEE EQUIPMENT NOTES PAGE 6 ********** ***NUCLEAR DENSITY GAGE ATTACHED TO PIPING*** | V398822.B01 | 2FA6D16 | 2 | EA | 4750
PETE | 5721572 | 10.521.762 | SHAFT, GATE, (LONG), 1.12" DIA. X 22.38", 303 SS, FOR NUVA FEEDERS, USED ON PETE #3 & #4 TOP ASH SYSTEMS. | 203AHFFA00 | "A" ROW PRECIP FEEDERS A-1 THRU A-8 | 404157 | 1FA3I7 | 2 | EA | 241.63
PETE | 5706443 | 10.521.768 | SHAFT, INPUT, MERRICK #500523, USED ON WEIGH SCALES AT I.U.C.S. PETE #3. | 204RWBSPT0 | WS102 PRODUCT TRANSFER BELT SCALES. (CO-5B) INCLUDES ELECTRONICS, WEIGHBRIDGE AND CONTROLS | 500523 | 1FA6G2 | 1 | EA | 65.17
PETE | 5301094 | 10.521.769 | SHAFT, JACK, FOR RETRACTS COPES-VULCAN, MODEL MK-II T-30, UNIT PETE 3 MANUFACTURER PART NO = 31319 | 203BSSBL01 | L-1 LONG RETRACT T 30 MARK 2 | 31319 | 1FA3G3 | 1 | EA | 186.34
PETE | 5003053 | 10.521.772 | SHAFT, FOR PETE #3 SCRUBBER UNDERFLOW & MAKE-UP SLURRY PUMPS, WORTHINGTON PUMP MODEL 4R122, S/N B07531586. | 203RDUFP3A | P7-3A UNDERFLOW PUMP INCLUDES PUMP, MOTOR AND CONTROLS | 2114788-3 | SB3B1B6 | 2 | EA | 3834.44
PETE | 5003667 | 10.521.778 | SHAFT, PUMP, C-20 MATERIAL, ITEM 122, FOR GOULDS PUMPS MODEL 3175M, 6 X 8 X 18, FOR PETE #3 IUCS RECLAIM WATER PUMPS. | 203RDRWP3A | P6-3A RECLAIM WATER PUMP INCLUDES PUMP, MOTOR AND CONTROLS | R102-872-2230 | SB1EE1 | 1 | EA | 5658.75
PETE | 5004536 | 10.521.779 | DRIVE SHAFT, PUMP, S/N 70092 & 70359, USED ON PETE #3 & #4 SCRUBBER SULFUR TRANSFER PUMPS. | 203RMPASP3 | SP-3 SULFUR PUMP | Q250074 | 2FA15B10 | 1 | EA | 4433.82
PETE | 5005636 | 10.521.783 | SHAFT, PUMP, FOR PETE #4 SCRUBBER REAGENT FEED PUMPS, WARMAN PUMPS MODEL 6/4EAH. | 204RPRFP01 | REAGENT FEED PUMP P407-1 (OFF OF UNIT 4 SLURRY TANKS) (RUBBER LINED) | E073E05-M | SB3B1A5 | 1 | EA | 1064.7
PETE | 5005708 | 10.521.787 | SHAFT, STD 900MM, FOR SUMP THICKENER PUMP WARMAN PUMPS, MODEL 40PV-SPR, UNIT PETE 4 SO2 MANUFACTURER PART NO = PVR4073R00-E | 204RBSU041 | P404-1 FGD AREA DRAINAGE SUMP PUMP, LOCATED BETWEEN 4-2 ID FAN AND "C" QUENCHER SUMP | PVR4073R00-E | SB3B1A5 | 1 | EA | 308.7
PETE | 6718034 | 10.521.790 | SHAFT, 6.50 DIA X 91.50, TYPE 4140 STEEL, FOR LAWRENCE PUMPS, MODEL DDL DOUBLE VOLUTE, SIZE 12 MANUFACTURER PART NO = 001-34868-001. | 203AHRWP01 | 3-1 ASH SLUICE RETURN WATER PUMP | 001-34868-001 | SB5C1C | 1 | EA | 5719
PETE | 5706780 | 10.521.791 | SHAFT, METRIC, FOR PETE #4 DEWATERING FILTER FEED PUMPS, WARMAN PUMPS MODEL 4/3CAH. | 203RPSP03A | 3-A MAKE-UP SLURRY PUMP P5-3A (EAST PUMP) (PUMP CONNECTED TO SLURRY STORAGE TANK) | CAM073ME05 | 2FA6I3 | 1 | EA | 867.7
PETE | 5706346 | 10.521.794 | SHAFT, TAIL, SPECIAL, 3" DIA. X 1'- 5-1/4" LONG, C-R STEEL, (ITEM #4, DWG. #211449), FOR PETE #4 CSI FLYASH SCREW CONVEYORS, CO-103 & CO-107, ORDER #C3-536. | 204RWCB103 | CO-103 FLYASH SCREW CONV & BEARINGS MCC 101 FLYASH SCREW CONV CO-103 | M4510M1 | SB3C2A5 | 2 | EA | 1178
PETE | 5701142 | 10.521.798 | SHAFT, USED ON THE SHEARDISK VALVE, ON THE NUVA FEEDER, PETE 2&3 BAGHOUSE. | 203BCOMP01 | UNIT 3 FABRIC FILTER COMPARTMENT #1, CONTAINS 34 ROWS OF 40 FILTER BAGS SUPPORTED ON WIRE CAGES, TOTAL OF 1360 BAGS. BAGS ARE 29.75' LONG, 5" DIAMETER. COMPARTMENTS ARE NUMBERED SO. TO NO., EAST TO WEST, S.E. IS #1, N.E.. IS #2. 2PI-FF-1801 DIFF.PRESS.GA | 191701 | 2FA11F59 | 1 | EA | 15.1
PETE | 5701140 | 10.521.799 | SHAFT-COUPLER, USED ON THE SHEARDISK VALVE, ON THE NUVA FEEDER, PETE 2&3 BAGHOUSE. | 203BCOMP01 | UNIT 3 FABRIC FILTER COMPARTMENT #1, CONTAINS 34 ROWS OF 40 FILTER BAGS SUPPORTED ON WIRE CAGES, TOTAL OF 1360 BAGS. BAGS ARE 29.75' LONG, 5" DIAMETER. COMPARTMENTS ARE NUMBERED SO. TO NO., EAST TO WEST, S.E. IS #1, N.E.. IS #2. 2PI-FF-1801 DIFF.PRESS.GA | 191692 | 2FA11F60 | 2 | EA | 79.6
PETE | 5702201 | 10.521.803 | SHAFT, SLIDE, FOR 8" ASH SLUICE VALVE, TOTALLY ENCLOSED, USED ON PETE #3 BOTTOM ASH PYRITE TRANSFER SYSTEM. | 203AHTKP00 | UNIT 3 PYRITE HOLDING TANK. NORTH OF 3-6 PULV. | 404195-1 | 4FA53B2 | 3 | EA | 1798.47
PETE | 5706384 | 10.521.805 | SHAFT, WORM, FOR FILTER DRUM, USED ON PETE #4 CSI VACUUM FILTERS, FL-101 & FL-102, DORR-OLIVER S/N CSP0000252-1. | 204RWVFFL1 | FL 101 VACUUM FILTER MCC 101 ROTARY VACUUM FILTER FL-101 ***CONFINED SPACE ENTRY***SEE NOTES PAGE 6*** | 450345A-SLC1 | SB3C2B5 | 1 | EA | 486.43
PETE | 5301079 | 10.521.806 | SHAFT, WORM GEAR, FOR WALL BLOWERS COPES-VULCAN, MODEL RW-5E, USED PETE 3. | 203BSSBA01 | A-1 "A" ROW WALL SOOTBLOWER | 060375 | 1FA3E5 | 1 | EA | 162
PETE | 5004644 | 10.521.807 | SEAL, MECHANICAL, FLOWSERVE MODEL SLC-2DZ4Z, W/ SILICON CARBIDE ROTATING & STATIONARY FACE, CD4 SS PARTS & VITON O-RING W/ SLD, FOR PETE #3 SCRUBBER MAKE-UP SLURRY PUMPS. (BOM #A2R23997-01) |  |  | BOM #A2R23997-01 | 4FA57B7 | 2 | EA | 8582.64
PETE | 5009460 | 10.521.808 | SEAL, MECHANICAL, COMPLETE, FOR SIDE ENTRY AGITATOR, EKATO MODEL HWL 080-R, S/N 92/5891-0010/0050, USED ON PETE #1 SCRUBBER ABSORBER TOWER. | 204MXC01C3 | ABSORBER FEED TANK MIXER | HWL080-R-610 |  | 0 | EA | 0
PETE | 5013446 | 10.521.809 | SEAL, MECHANICAL, FLOWSERVE SLC DUPLEX, FOR PETE #4 SCRUBBER PRIMARY HYDROCLONE PUMPS, GSS-PHP-44-01/GSS-PHP 44-02, SLURRY FEED PUMPS, SFP44-03 & PETE #4 GYPSUM DEWATERING RECLAIM WATER PUMPS (44-1 & 44-2). | 204RDDFP01 | P-406-1 DISPOSAL FEED PUMP, MOTOR & MOTOR SPACE HEATER | E4162MD |  | 0 | EA | 0
PETE | 5706571 | 10.521.811 | SEAL, MECHANICAL, FOR PETE #4 GYPSUM DEWATERING FILTER FEED PUMPS. | 203RPSP03A | 3-A MAKE-UP SLURRY PUMP P5-3A (EAST PUMP) (PUMP CONNECTED TO SLURRY STORAGE TANK) | A2R102628-51(C3162MD) |  | 0 | EA | 0
PETE | 5005323 | 10.521.825 | SEAL, MECHANICAL, GLRD, DUTEC 190, FOR DUECHTING PUMP MODEL MCC 500-800, USED ON PETE #4 SCRUBBER ABSORBER FEED PUMP. |  |  | 3.002795 | SB4FLOOR | 3 | EA | 16386.23
PETE | 5005139 | 10.521.827 | SEAL, LIP, LOW SPEED SHAFT FOR MECH REAGENT MIXER CHEMINEER MIXERS, MODEL 7-HTD-25, SIZE/DESC PETE 4 MANUFACTURER PART NO = 02030-252J | 204RPRFMX1 | REAGENT FEED TANK MIXER MX-404-1 | C33RJ80052 | 4FA3D3 | 2 | EA | 60.34
PETE | 5225646 | 10.521.830 | SEAL, MECHANICAL, ITT GOULDS PUMP MODEL #3196MTi 3X4-8G, USED ON PETE FGD SERVICE WATER PUMP. (SECONDARY) | 245FGSWPSA | FGD SERVICE WATER PUMP "A", ( SECONDARY ), INCLUDES MOTOR, COUPLING, CONTROLS, VALVES AND PIPING. FED FROM WWTP 480V MCC 3 POSITION 12A 100 AMP BREAKER | 727H597SL | 2FA18C26 | 1 | EA | 2102
PETE | 5004655 | 10.521.831 | SEAL, MECHANICAL, FLOWSERVE MODEL SLC 2000 DZAZ, FOR SLURRY TRANSFER PUMPS, USED ON PETE #3 SCRUBBER LIMESTONE BALL MILL. (BOM #A2R87541-01) | 203RDUFP3B | P7-3B UNDERFLOW PUMP INCLUDES PUMP, MOTOR AND CONTROLS | SLC 2000 DZAZ / BOM #A2R87541-01 |  | 0 | EA | 0
PETE | 5216276 | 10.521.838 | SEAL, OIL, FOR PUMP ENPRO, MODEL 7120HSAE, UNIT 3&4 MANUFACTURER PART NO =203222-020 SER NO = J2257-60 |  |  | W203222-020 | 2FA9F21 | 2 | EA | 6.2
PETE | 5301725 | 10.521.839 | SEAL, OIL, FOR ROTARY GEARBOX ON WALL BLOWERS COPES-VULCAN, MODEL RW-6E, USED PETE 4 (LH UNIT) MANUFACTURER PART NO = 196946 | 204BSSBA01 | A-1 "A" ROW WALL SOOTBLOWER. | N09RJ93324 | 2FA19H1 | 4 | EA | 4.68
PETE | 5513043 | 10.521.840 | SEAL, OIL, FOR OUTPUT WORM GEAR REDUCER, USED ON PETE #3 & #4 GRAVIMETRIC COAL FEEDERS, STOCK EQUIPMENT CO. MODEL 8224A. | 203BFCF001 | 3-1 COAL FEEDER ********SEE EQUIPMENT NOTES PAGE 6 ********** ***NUCLEAR DENSITY GAGE ATTACHED TO PIPING*** | V398866.B01 | 2FA6E21 | 2 | EA | 54.64
PETE | 5513778 | 10.521.847 | SEAL, OIL, 1" ID X 1.503" OD X .250" WIDE. | 203BFCF001 | 3-1 COAL FEEDER ********SEE EQUIPMENT NOTES PAGE 6 ********** ***NUCLEAR DENSITY GAGE ATTACHED TO PIPING*** | RG93 | 2FA15E23 | 4 | EA | 55.84
PETE | 5003850 | 10.521.848 | SEAL OIL GARLOCK 63X363, NATIONAL 471736 ID 1.156 X 1.878 X 250, "CR SEAL NUMBER 11524". | 203RMMUP01 | 3-1 SLUDGE TREATMENT PUMP INCLUDES PUMP, MOTOR AND CONTROLS | P04049 | 2FA14E57 | 4 | EA | 15.56
PETE | 5005287 | 10.521.851 | SEAL OIL NATIONAL 455379 ID 3.75 X OD 4.756 X .50 | 204RBSMBMD | BALL MILL AREA DRAINAGE SUMP MIXER & MOTOR | 415 | 4FA4E9 | 1 | EA | 16.4
PETE | 6718018 | 10.521.853 | SEAL, OIL, LAWRENCE PUMP P/N 7C/007-00-0080 FOR LAWRENCE SUMP PUMP S/N 71513-1,2,3,4 & 5, MODEL DD DOUBLE VOLUTE, SIZE 16 IN. FOR PETE PLANT DRAINAGE 4-1 THRU 4-4. | 203AHRWP01 | 3-1 ASH SLUICE RETURN WATER PUMP | 7C/007-00-0080 | SB5A3A6 | 8 | EA | 600.88
PETE | 5003235 | 10.521.862 | SEAL, OIL, LABYRINTH, "INBOARD", FOR PETE #3 IUCS RECLAIM WATER PUMPS, GOULDS PUMPS MODEL 3175M, 6 X 8 X 18, S/N 237B948. | 203RDRWP3A | P6-3A RECLAIM WATER PUMP INCLUDES PUMP, MOTOR AND CONTROLS | 416011 ?? | 2FA14E12 | 2 | EA | 672.4
PETE | 5301098 | 10.521.863 | SEAL, OIL (AIR SERVICE) FOR T-30 MARK II RETRACTS PETE 3. | 203BSSBL01 | L-1 LONG RETRACT T 30 MARK 2 | 342609 | 1FA3D5 | 1 | EA | 56.7
PETE | 5711585 | 10.521.866 | SEAL, OIL, LIP TYPE, CHAIN DRIVE ASSY., FOR PETE #3 TWO-STAGE FLYASH BLOWER, GARDNER-DENVER S/N 222220-1. |  |  | 23655 | 1FA3F49 | 4 | EA | 68.48
PETE | 5003517 | 10.521.870 | SEAL, OIL, LS SHAFT FOR SLURRY TANKMIXERS PHILADELPHIA MIXERS, MODEL PTERO24, UNIT PETE 3 MANUFACTURER PART NO = 38 SER NO = 305046 | 203RPMSTK1 | 3-1 MAKE-UP SLURRY STORAGE TANK *** CONFINED SPACE ENTRY *** *** SEE NOTES PAGE 6 *** | C33RJ82446 | SB3B1A7 | 1 | EA | 53
PETE | 7005816 | 10.521.871 | SEAL, OIL, NATIONAL 450171 ID 1.437 X 2.254 X .50 | 204RWVFFL1 | FL 101 VACUUM FILTER MCC 101 ROTARY VACUUM FILTER FL-101 ***CONFINED SPACE ENTRY***SEE NOTES PAGE 6*** | C33RJ26600 | 4FA3E33 | 4 | EA | 19.2
PETE | 5003257 | 10.521.873 | SEAL,OIL | 203RPBMR00 | BALL MILL GEARBOX,COUPLING,&BEARING M2-3 | C33RJ82768 | 2FA14B10 | 3 | EA | 120.96
PETE | 5004452 | 10.521.874 | SEAL, OIL, FOR PETE #3 IUCS THICKENER RAKE, W/ CLD60 LIFTING DEVICE, EIMCO PROCESS EQUIPMENT MODEL C60B2P, S/N 76011-01. | 203RDTHD01 | THICKNER DRIVE #1 GEAR REDUCER AND MOTOR | N09RJ86310 | 2FA5E11 | 1 | EA | 57
PETE | 5301781 | 10.521.875 | SEAL, OIL, FOR TRAVERSING GEAR BOX ON WALL BLOWER COPES VULCAN INC, MODEL RW-6E, USED PETE 4 MANUFACTURER PART NO = 182476 | 204BSSBA01 | A-1 "A" ROW WALL SOOTBLOWER. | J60RJ51084 | 2FA19E12 | 6 | EA | 18.42
PETE | 5003878 | 10.521.880 | SEAL, OIL, SHAFT DIA- 1.781, OD- 2.506 WDTH/STYLE- .313/CRWH1 | 203RMMUP01 | 3-1 SLUDGE TREATMENT PUMP INCLUDES PUMP, MOTOR AND CONTROLS | C33RJ38248 | 2FA14E58 | 2 | EA | 8.18
PETE | 5513096 | 10.521.881 | SEAL, OIL, SPLIT, LIP TYPE, FOR WORM SHAFT, USED ON PETE #4 ABB C-E SVCS. MODEL 903RP COAL PULVERIZERS. | 204BFCM001 | 4-1 PULVERIZER *** CONFINED SPACE ENTRY *** *** FOR PYRITE SECTION ONLY - SEE NOTES PAGE 6 *** | GP-2709 | 1FA13D11 | 4 | EA | 280
PETE | 5711352 | 10.521.883 | SEAL, OIL, 1-1/8" X 1.628" OD X .250" WIDTH, W/ VITON LIP, 450 DEG. F, FOR PETE #4 PRECIPITATOR HOPPER FEEDERS. | 204AHFFA01 | A-1 PRECIP HOPPER AND NUVA FEEDERR ** SEE EQUIPMENT NOTES PAGE 6 ** NUCLEAR DENSITY GAGE ATTACHED TO HOPPER ** | 40615-63 | 1FA3B25 | 43 | EA | 431.72
PETE | 5005436 | 10.521.888 | SEAL, PACKING RETAINER, NYLON, FOR LUBRIC PUMP GRACO, MODEL 203-869E MANUFACTURER PART NO = 160-681 | 204RPBMLO0 | BALL MILL LUBE SYSTEM | 160-681 | 2FA24F13 | 1 | EA | 10.5
PETE | 5005717 | 10.521.893 | SEAL, BEARING, FOR PETE #4 CSI THICKNER SUMP PUMP, WARMAN PUMPS MODEL 40PV-SPR. | 204RBSU041 | P404-1 FGD AREA DRAINAGE SUMP PUMP, LOCATED BETWEEN 4-2 ID FAN AND "C" QUENCHER SUMP | PV089S10 | 2FA16E46 | 1 | EA | 41.58
PETE | 5005737 | 10.521.894 | SEAL, BEARING, FOR DISPOSAL AREA DRAINGE SUMP PUMP WARMAN PUMPS, MODEL 150SV-SPR MANUFACTURER PART NO = SV089S10 | 204RBSU101 | P410-1 DISPOSAL AREA DRAINAGE SUMP PUMP AND MOTOR LOCATED OUTSIDE BY #4 RETURN TANK | SV089S10 | 2FA16C24 | 3 | EA | 747.18
PETE | 5013440 | 10.521.898 | SEAL, LINER, VOLUTE, USED ON #4 SCRUBBER PRIMARY HYDROCLONE FEED PUMPS GSS-PHP 44-01/GSS-PHP 44-02, AND BALL MILL SLURRY PUMPS, BMS-MSP- 44-05A/BMS-MSP 44-05B. | 203RWFP02A | P2A FILTER FEED PUMP AND MOTOR (EAST PUMP) | E4124S01 | SB3C1B7 | 4 | EA | 967.78
PETE | 5005028 | 10.521.903 | RING, SEAL, FOR 14"&16" SHUTOFF VALVE TOWER INLET GARLOCK, INC., MODEL 100-L, TYPE BUTTERFLY MANUFACTURER PART NO = 64000-14 | 204RFBFV01 | 4-1 BOOSTER FAN VANES INCLUDES OPERATOR, LINKAGE AND CONTROLS *** CONFINED SPACE ENTRY *** SEE NOTES PAGE 6 *** | PT#64000-14 | 4FA3E2 | 10 | EA | 186
PETE | 5013510 | 10.521.904 | RING, SEALING, #T101, USED ON PETE 4 SCRUBBER OXIDATION AIR COMPRESSORS. | 204OCS4402 | OXIDATION AIR COMPRESSOR SKID 2 | GL400T001 | 1FA11H18 | 1 | EA | 3573
PETE | 5603642 | 10.521.905 | RING, SEAL FOR FISHER CONTROL VALVE MODEL 657-EWT, SIZE 8X6 MFG, S/N 6306846, AND VALVES 4LCV-2B & 4LCV-3B, UNIT 4, MFG PART #10A2643X022. | 203AHVF96A | FCV-2096-1, 3-1 ASH SLUICE PUMP RECIRC VALVE MAINTAIN MINIMUM FLOW THRU PUMP. | 10A2643X022 | 1FA2B9 | 2 | EA | 832
PETE | 5513735 | 10.521.924 | SHIM, JOURNAL ASSY., FOR PETE #3 & #4 ABB-CE SVCS. MODEL 903RP COAL PULVERIZERS, S/N 73831-73836. | 203BFCM001 | 3-1 PULVERIZER *** CONFINED SPACE ENTRY *** *** FOR PYRITE SECTION ONLY - SEE NOTES PAGE 6 *** | 94-163 | 4FA51A2 | 4 | ST | 1040.6
PETE | 5005167 | 10.521.929 | SHIM, PINION SHAFT FOR MECH DISPOSAL SYS MIXER CHEMINEER MIXERS, MODEL 4-HTD-7.5, UNIT PETE 4 MANUFACTURER PART NO = 04204-000 |  |  | PT# 04204-000L | 4FA2E13 | 1 | EA | 228
PETE | 5003959 | 10.521.932 | SHIM, BEARING, FOR SLUDGE REMOVAL FILTRATE PUMP DURIRON CO, SIZE 3 X 23.13, 220 GPM, 1750 RPM MANUFACTURER PART NO = Y22793A SER NO = 180393 | 203RWFRP5A | P5A FILTRATE PUMP | 2Z127-SR | 2FA15D21 | 3 | EA | 87
PETE | 6623252 | 10.521.934 | SHIM, THRUST BEARING, (TE), FOR PETE #3 G.E. TURBINE, S/N 170 X 583. |  |  | U748A170K3021 | SB5A4A1 | 1 | EA | 2068.49
PETE | 6801539 | 10.521.950 | SHOE, BRAKE, 16" FLANGED, FOR LOCOMOTIVE ELECTRO-MOTIVE DIV/GM, MODEL SW1001, TYPE 0-4-4-0 MANUFACTURER PART NO = 8437307 SER NO = 816014-1 | 266CL00000 | LOCOMOTIVE | 8437307 | SB1AD10 | 16 | EA | 1672.64
PETE | 5513193 | 10.521.960 | SHROUD, WEAR, FOR VANE WHEEL SEGMENT, USED ON PETE #3 & #4 ABB C-E SVCS. MODEL 903RP COAL PULVERIZERS, S/N 73831-73836. | 203BFCM001 | 3-1 PULVERIZER *** CONFINED SPACE ENTRY *** *** FOR PYRITE SECTION ONLY - SEE NOTES PAGE 6 *** | GP-10861-AA | SB3M1C2 | 6 | EA | 1579.44
PETE | 5006977 | 10.521.969 | SIGHT GLASS, LUBE OIL RESERVOIR, USED ON PETE 4, A,B&C TOWER HYDRAULIC SYSTEM. (TANK OPERATES HYDRAULIC VALVE OPERATORS) | 204RDHOS0A | A TOWER HYDRAULIC SYSTEM ,TANK OPERATES HYDRAULIC VALVE OPERATORS ON A TOWER | P162696 | 2FA23G12 | 2 | EA | 50.5
PETE | 5301108 | 10.521.971 | SIGHTGLASS, OIL, LEVEL, USED ON PETE 3 & 4 FLY ASH BLOWERS. | 203AHFB001 | 3-1 FLY ASH BLOWER ASSEMBLY | 550-3 | 1FA4D5 | 4 | EA | 90.04
PETE | 5513288 | 10.521.986 | SKIRT, WELDMENT INLET, LEFT HAND, FOR PETE #3 & #4 STOCK VOLUMETRIC COAL FEEDERS, S.E. CO. SHOP ORDER #5124. | 203BFCF001 | 3-1 COAL FEEDER ********SEE EQUIPMENT NOTES PAGE 6 ********** ***NUCLEAR DENSITY GAGE ATTACHED TO PIPING*** | V411277.B01 | 4FA57B2 | 4 | EA | 2575.47
PETE | 5504196 | 10.521.987 | SKIRT, JOURNAL HEAD, FOR PETE #3 & #4 ABB C-E SVCS. MODEL 903RP PULVERIZERS, MFT. P/N GP-3075. | 203BFCM001 | 3-1 PULVERIZER *** CONFINED SPACE ENTRY *** *** FOR PYRITE SECTION ONLY - SEE NOTES PAGE 6 *** | GP-3075 | SB3N2C2 | 2 | EA | 6006
PETE | 5706716 | 10.521.989 | SKIRT, SPLASH, BPC RUBBER, FOR PRIMARY HYDROCLONES, USED ON PETE #4 DEWATERING MILL SLURRY, KREBS CYCLONE MODEL GMAX6-3193, S/N G115252I THRU G115262I. | 272PH15252 | PH 44-1-1 PRIMARY HYDROCLONE | C4999R-BPC | SB1GE2 | 2 | EA | 196
PETE | 5706101 | 10.521.994 | SLEEVE, (ONLY) PURE GUM RUBBER WITH POSITIVE OPENING 125 #FLANGE CONN., FOR 5' SERIES LAF, RKL VALVES SER#11T1306, USED ON SLUDGE WASTE SYS. PETE 3. | 203RWPGF00 | FILTRATE PIPING |  | SB3B2A1 | 4 | EA | 1329.64
PETE | 6501142 | 10.521.999 | SLEEVE, HALF, #529208-80 USED ON UNIT #3 TURBINE DRIVEN BOILER FEED PUMPS OIL PURIFIER. |  |  |  | 2FA12F56 | 2 | EA | 57.36
PETE | 5706239 | 10.522.002 | SLEEVE, REPLACEMENT, SERIES 75 PURE GUM RUBBRT, 8" RED VALVE CO. S/N AC4812. | 203RW00000 | UNIT 3 SCRUBBER WASTE SYSTEM (IUCS) |  | SB3B2A1 | 2 | EA | 949.02
PETE | 5713469 | 10.522.013 | SEAT KIT,VALVE, W/BACK-UP RING, FOR 3" DEZURIK WAFER VALVE ASSEMBLY, FIG. 632, DWG. A-20805 FOR PETE 4 ASH SYSTEM. MANUFACTURER PART NO. A4/A13 |  |  |  | 4FA5B12 | 2 | EA | 111.2
PETE | 5721115 | 10.522.044 | SEAT, VALVE, FOR 10" 300# PLIAXSEAL BUTTERFLY VALVE, WAFER STYLE, 316 SS BODY & DISC, 17-4SS STEM (BARE STEM) & REINFORCED TEFLON (RTFE) SEAT, USED ON PETE #3 ASH SYSTEMS. | 203AHFAS0P | PRECIPITATOR AIR ASH SEPARATOR | 964589 or 964389 | 4FA5C17 | 4 | EA | 801.24
PETE | 5613052 | 10.522.045 | SEAT, RING FOR FISHER CONTROL VALVE IN UNIT 4 MFG PART # 1U107446202 |  |  | 1U107446202 | 2FA25F33 | 4 | EA | 2541.24
PETE | 5009626 | 10.522.057 | SEAT, VALVE, 4" COSMIX CERAMIC SOCKET, FOR FUJIKIN BALL VALVE, USED AS LEVEL CONTROL VALVE, FOR PETE #1 & #2 SCRUBBER. | 204MUWV344 | RECLAIM WATER MAKE UP VALVE AT DISPOSAL TANK, VALVE LCV-344 UPGRADE# 44-RWS-DCV-224 | C400-2 | 2FA15A15 | 1 | EA | 2169.35
PETE | 5721117 | 10.522.058 | SEAT, VALVE, 6" PLIAXSEAL, ST-2 RTFE, FOR PETE ASH SYSTEMS. | 203AHNZ000 | BOTTOM ASH SYSTEM FLUSHING NOZZLES | 964387 | 4FA5D16 | 4 | EA | 557.2
PETE | 5711670 | 10.522.064 | SECTION, EXPANSION, PT #2-173010-1 FOR MECH TYPE EXPANSION JOINT, #3 UNIT. |  |  |  | SB5A1B4 | 3 | EA | 880.38
PETE | 5513649 | 10.522.067 | SEGMENT, BOWL EXTENSION RING, FOR PETE #2 ABB C-E SVCS. MODEL 823RPS COAL PULVERIZERS, S/N 66810-66814. | 203BFCM001 | 3-1 PULVERIZER *** CONFINED SPACE ENTRY *** *** FOR PYRITE SECTION ONLY - SEE NOTES PAGE 6 *** | 86-252 (3/4'' BOLT HOLES) | SB3N1A2 | 6 | EA | 2377.8
PETE | 5513192 | 10.522.068 | SEGMENT, VANE WHEEL, FOR PETE #3 & #4 ABB C-E SVCS. MODEL 903RP COAL PULVERIZERS, S/N 73831-73836. | 203BFCM001 | 3-1 PULVERIZER *** CONFINED SPACE ENTRY *** *** FOR PYRITE SECTION ONLY - SEE NOTES PAGE 6 *** | 94-2257 | SB1RF10 | 6 | EA | 15843.28
PETE | 5003707 | 10.522.080 | SENSOR, SPEED, FOR FLYASH & LIME FEEDERS ACRISON INC., UNIT 3 SO2 MANUFACTURER PART NO = ACR-SS-3-1000 | 203RPWFB00 | LIMESTONE WF BELT, REDUCER, & ROLLERS M1-3. | ACR-SS-3-1000 | 2FA14E45 | 2 | EA | 321.26
PETE | 4901178 | 10.522.083 | PCBD SENSOR, FOR MILL FIRE DETECTION SYSTEM. | 203BFCMCOM | UNIT 3 PULVERIZER FIRE PROTECTION CO MONITOR SYSTEM FOR UNIT #3 NEW SYSTEM ADDED SPRING OUTAGE 2006 | 807201123001 | 1FA11D4 | 18 | EA | 8349.37
PETE | 5004606 | 10.522.088 | FEET-PAIR, STEEL MOUNTING, (CARBON STEEL), P-509 FOR PETE 3/4 LIMESTONE SYS METAL DETECTOR. | 204RPCVBMD | LIMESTONE CONVEYOR METAL DETECTOR SHUTS #2 LIMESTONE BELT DOWN IF METAL IS DETECTED | P-509 | SB3C1B6 | 1 | EA | 70
PETE | 5007508 | 10.522.089 | SENSOR, PH, ASSY., W/ 36" PROBE, FOR PH MONITORING, ROSEMOUNT MODEL 3400HTVP, USED ON PETE #1 & #2 SCRUBBERS MODULE SYSTEMS. | 203RIFGDI0 | UNIT #3 FGD INSTRUMENTS(PH, FLOWS, TEMP, PRESS. VIBRATION, ETC. | TB55722571F04 | 4FA52B2 | 4 | EA | 4586.95
PETE | 5402964 | 10.522.094 | DISK, THERMO A-C, FOR PETE 4 KV - AC 1200 & 3000 AMP HORIZONTAL DRAWOUT SWITCHGEAR. |  |  | 15-171-969-001 | 2FA7E18 | 5 | EA | 155
PETE | 6001472 | 10.522.096 | SENSOR, VOLTAGE, POTTER & BRUMFIELD, C5L 38-30010, PICKUP - 20 TO 30V DROPOUT - 18-28V, ADJUSTABLE D.C. VOLTAGE FOR MISC. TRANSMITTER CABINET ON UNIT 4. |  |  | C5L 38-30010 | 2FA24G1 | 2 | EA | 108.42
PETE | 5012584 | 10.522.117 | CAST STEEL SOCKET, USED ON UNIT 4, 2014, E.S.P. UPGRADE. RAPPER PARTS | 204ENPRCP1 | UNIT 4 PRECIPITATOR 4-1 (SOUTH) INCLUDES CONTROLS, TR SETS, VIBRATORS, RAPPERS, DOORS, LOCKS AND HIGH VOLTAGE BUSHINGS. *********CONFINED SPACE SEE NOTES PAGE 6********* | 40154 | 2FA8H14 | 5 | EA | 1550
PETE | 5706031 | 10.522.120 | SOCKET, BALL, 13MM, STAINLESS STEEL, FOR PETE #3 IUCS FLYASH TRUCK LOADING PLATFORM. | 203RWTP100 | FLY ASH TANKER TRUCK ACCESS SAFETY PLATFORM. | 9424K24 | 2FA15E28 | 4 | EA | 57.04
PETE | 5901108 | 10.522.137 | SOLENOID, BRAKE ASSY, PT NO. R-127-J, FOR WHITING 60/10 TON CRANE SERIAL NO 8837, FOR MAIN HOIST ONLY CR9503-214-CAB-210. |  |  |  | 2FA6G15 | 0 | EA | 0
PETE | 5307782 | 10.522.139 | SOLENOID, NO 21, 115V COIL, 60 HZ, FOR DECCO, MODEL PUSH TYPE, UNIT PETE 4MANUFACTURER PART NO = 550-12P30 |  |  |  | 2FA25E19 | 1 | EA | 228.66
PETE | 5503005 | 10.522.140 | SOLENOID, PULVERIZER, USED ON COAL DISCHARGE VALVES | 204BFCM001 | 4-1 PULVERIZER *** CONFINED SPACE ENTRY *** *** FOR PYRITE SECTION ONLY - SEE NOTES PAGE 6 *** | 554SS400K046T30 | 1FA12A6 | 4 | EA | 1460.6
PETE | 5601869 | 10.522.145 | SOLENOID, G.E. CR9503206BAB349, 120 VOLTS, 60 HZ, COIL SPEC. TOP 3175561, BOTTOM 3240081 FOR 3-1 & 3-2 BFP TURNING GEAR. |  |  | CR9503206BAB349 | 2FA7C23 | 2 | EA | 1086.26
PETE | 5603037 | 10.522.164 | SPACER, DIAPHRAGM, FOR BECKMAN, MODEL VP, STYLE TRANSMITTER MANUFACTURER PART NO = Z-4504-259 |  |  |  | 1FA2E50 | 2 | EA | 1.12
PETE | 5301221 | 10.522.169 | SPACER, PINION | 204BSSBL11 | L-11 ECONOMIZER RETRACTABLE BLOWER | BE-N1-47847-US | 1FA8F51 | 4 | EA | 57.04
PETE | 5003858 | 10.522.172 | SPACER, VALVE, 10" X 1/2" MOSITE, NATURAL, CARBON STEEL INSERT, FOR PETE #3 SCRUBBER WASTE SLURRY PUMP. |  |  | MOSITE | 2FA14I10 | 2 | EA | 250.38
PETE | 5701198 | 10.522.173 | SPACER, BEARING, , USED ON THE 1 1/2" SWING DISC ON THE NUVA FEEDER, PETE 2&3 BAGHOUSE. | 203AHFFA01 | A-1 PRECIP HOPPER AND NUVA FEEDER | SK-405057 | 2FA11F59 | 2 | EA | 23
PETE | 5008097 | 10.522.174 | SPACER, BEARING, 43, STEEL, FOR PETE #3 SUMP PUMPS, LAWRENCE PUMPS MODEL SP3-15A & 15B, S/N 68371. | 203AHRWP02 | 3-2 ASH SLUICE RETURN WATER PUMP | 0432491922-00 | 2FA21F26 | 2 | EA | 542
PETE | 5005719 | 10.522.179 | SPACER, PUMP, FOR PETE #4 CSI THICKNER SUMP PUMP, WARMAN PUMPS MODEL 40PV-SPR. | 204RBSU041 | P404-1 FGD AREA DRAINAGE SUMP PUMP, LOCATED BETWEEN 4-2 ID FAN AND "C" QUENCHER SUMP | PV290E02 | 2FA16F33 | 13 | EA | 37.44
PETE | 5012880 | 10.522.181 | SPACER, SPRING CENTER, FOR ERIEZ MODEL D55HT VIBRATORS WITH S/N 270535, USED ON FOSTER WHEELER P.J.F.F. (BAGHOUSE) HOPPERS. | 203AHHPR01 | UNIT3 ASH HOPPER # 1, HOPPER HEATERS &; 3FA5001V-ASH GATE 3SV-FA5001-SOV 3TE-FF-1701A & B- RTD TEMP. DETS. 3LE-FF-1501-HH ASH LEVEL ELEMENT 3LE-FF-1601-H ASH LEVEL ELEMENT 3FF1301E-VIB. 3FF1401E-VIB. SEE ASSET NOTES FOR MFG PART NUMBERS. | 112033 | 2FA21G29 | 8 | EA | 96
PETE | 5301746 | 10.522.186 | SPACER, GEARBOX ASSY, FOR COPES-VULCAN, MODEL RW-6E, USED PETE 4 MANUFACTURER PART NO = 182496 | 204BSSBA01 | A-1 "A" ROW WALL SOOTBLOWER. | 182496 | 2FA19F12 | 6 | EA | 28.2
PETE | 5301750 | 10.522.187 | SPACER, GERARBOX ASSY, FOR COPES-VULCAN, MODEL RW-6E, USED PETE 4 MANUFACTURER PART NO = 185498 | 204BSSBA01 | A-1 "A" ROW WALL SOOTBLOWER. | 185498 | 2FA19G8 | 6 | EA | 19.26
PETE | 5301641 | 10.522.188 | SPACER, GEARBOX, ITEM 18, FOR COPES VULCAN INC, MODEL RW-5E. | 203BSSBA01 | A-1 "A" ROW WALL SOOTBLOWER | 198350 | 2FA19E6 | 2 | EA | 14.62
PETE | 5721233 | 10.522.191 | SPACER, RING, 4.56" ID X 5.18" OD X .180" THK., FOR PETE #2, #3 & #4 BOTTOM ASH GRINDING SYSTEMS. | 203AHBGG0A | UNIT 3 (A) BOTTOM ASH HOPPER GRINDER | 210019-7 | 1FA7D1 | 4 | EA | 131.32
PETE | 5005752 | 10.522.193 | SPACER, SHAFT, FOR PETE #4 SCRUBBER MILL SLURRY PUMPS, WARMAN PUMPS MODEL 4/3DAH. | 204RPMSP01 | MILL SLURRY PUMP P408-1 | D117C21 | 2FA16F49 | 1 | EA | 502.74
PETE | 5706610 | 10.522.198 | SPACER, TAKE-UP BLOCK, FOR PETE #4 DEWATERING BELT FILTER, EIMCO MODEL 3M65 EXTRACTOR, S/N CSP0000326-01/02. | 272GDF0400 | GDF 44-04 GYPSUM DEWATERING FILTER | 562229.SLC1 | SB1AE6 | 4 | EA | 132
PETE | 5706897 | 10.522.199 | SPACER, VALVE, 6-7/8" OD X 4" ID X 1/2" THICK TOWNIPRENE, W/TAB, USED ON PETE 4 RECLAIM WATER & MAKEUP WTR BYPASS VLVS. | 204LCV301A | RECLAIM WATER TO ABSORBER ARS-T401A | P-GD04-0502 | 2FA10B | 4 | EA | 97.51
PETE | 3914310 | 10.522.201 | KIT, SPARE PART, FOR CONVEYOR SOLENOID VALVES ASCO, MODEL WP8342A1MO MANUFACTURER PART NO = 170-459 | 203AHBHH0C | UNIT 3 (C) BOTTOM ASH HOPPER ***CONFINED SPACE ENTRY*** ***SEE NOTES PAGE 6*** | 170-459 | 1FA10C24 | 24 | EA | 1882.8
PETE | 5004449 | 10.522.207 | SHAFT, W/ WORM, FOR PETE #3 IUCS THICKENER RAKE, W/ CLD60 LIFTING DEVICE, EIMCO PROCESS EQUIPMENT MODEL C60B2P, S/N 76011-01. | 203RDTHD01 | THICKNER DRIVE #1 GEAR REDUCER AND MOTOR | 204144A | SB3B1B6 | 1 | EA | 4221
PETE | 5301176 | 10.522.209 | SHAFT, WORM. STEEL FOR RETRACT/WALL BLWR W/DA HEAD COPES-VULCAN, MODEL MK-IIE T-30, UNIT 3. | 203BSSBL01 | L-1 LONG RETRACT T 30 MARK 2 | 031227 | 1FA3F6 | 3 | EA | 308.79
PETE | 5301742 | 10.522.212 | SHAFT, BOTTOM ROLLER, FOR WALL DESLAGGER C-V, MODEL RW-6E W/LIMITED SWEEP,USED PETE 4 MANUFACTURER PART NO = 181851 | 204BSSBA01 | A-1 "A" ROW WALL SOOTBLOWER. | 181851 | 2FA19F9 | 3 | EA | 24
PETE | 5706347 | 10.522.213 | SHAFT, COUPLING, 3" DIA. X 13" LONG, CASE HARDENED, FOR PETE #4 CSI FLYASH SCREW CONVEYORS, CO-103 & CO-107, {ITEM #5, DWG. #211449}. | 204RWCB103 | CO-103 FLYASH SCREW CONV & BEARINGS MCC 101 FLYASH SCREW CONV CO-103 | 230191 | SB3C2A5 | 4 | EA | 1696.6
PETE | 5706230 | 10.522.219 | SHAFT, HEAVY DUTY, W/ FLANGE & PADDLE SPUDS, FOR PETE #3 & #4 IUCS/CSI PUGMILL MIXERS, 24" X 13'-6", EAGLE IRON WORKS MODEL BM-D28458, S/N 10149. | 203RWPM000 | PUG MILL | B23060 | SB1 RACK H | 0 | EA | 0
PETE | 5005195 | 10.522.220 | SHAFT, HIGH SPEED FOR MECHANICAL DRAINAGE MIXER CHEMINEER MIXERS, MODEL 2-HTD-3, SIZE/DESC PETE 4 MANUFACTURER PART NO = 23020-241A | 204RBSM401 | S401 FGD AREA DRAINAGE SUMP MIXER & MOTOR | PT#23020-241X | 4FA3H4 | 1 | EA | 480.03
PETE | 5721159 | 10.522.221 | SHAFT, INNER DOOR, FOR PETE #3 & #4 BOTTOM ASH HOPPERS. | 203AHBHH0A | UNIT 3 (A) BOTTOM ASH HOPPER ***CONFINED SPACE ENTRY*** ***SEE NOTES PAGE 6*** | SK404069 | 4FA55A1 | 2 | EA | 646.5
PETE | 5513732 | 10.522.223 | SHAFT, JOURNAL, FOR PETE #3 & #4 ABB C-E SVCS. MODEL 903RP COAL PULVERIZERS, S/N 73831-73836. | 203BFCM001 | 3-1 PULVERIZER *** CONFINED SPACE ENTRY *** *** FOR PYRITE SECTION ONLY - SEE NOTES PAGE 6 *** | 94-139 | SB1LF5 | 2 | EA | 13774.81
PETE | 5005211 | 10.522.224 | SHAFT, LOW SPEED FOR MECHANICAL DRAINAGE MIXER CHEMINEER MIXERS, MODEL 2-HTD-3, SIZE/DESC PETE 4 MANUFACTURER PART NO = 23027-960A | 204RBSM401 | S401 FGD AREA DRAINAGE SUMP MIXER & MOTOR | PT# (FIG 21) | 4FA2F18 | 1 | EA | 976
PETE | 5706131 | 10.522.225 | SHAFT, OUTPUT, USED ON PETE #3 & #4 IUCS/CSI PUGMILL MIXERS, 24" X 13'-6", EAGLE IRON WORKS MODEL BM-D28458, S/N 10149, MFT. P/N B7747. | 203RWPM000 | PUG MILL | B7747 | 2FA15C28 | 0 | EA | 0
PETE | 5706119 | 10.522.229 | SHAFT, STUB, MIXER, FOR EAGLE IRON WORKS PUGMILL MIXER, MODEL BM-D28458, SIZE 24" X 13'-6", S/N 10149. | 203RWPM000 | PUG MILL | B6125 | SB3B2B5 | 4 | EA | 1542.24
PETE | 5704744 | 10.522.231 | SHAFT, T-U BEND PULLEY USED ON CONV 3B PIECE #1 DWG JK1955CA-166 FOR "B" COAL SYS ON UNIT #3. | 266CB03BCB | 3B COAL CONVEYOR BELT *** SEE EQUIPMENT NOTES PAGE #6 *** * CUTTING & WELDING PERMIT REQUIRED * | ************************* | SB5C1B | 1 | EA | 925.92
PETE | 5706885 | 10.522.234 | 8-3V4.75 SHEAVE, USED ON PETE 4 GYPSUM SUMP PUMPS. | 204LSP441A | LIMESTONE AREA SUMP 2 PUMP A (& MOTOR) | M19RS11960 | 2FA7C7 | 1 | EA | 62.11
PETE | 5004010 | 10.522.236 | SHEAVE, BELT, 5-8V16.00 | 203RWVP06A | P6A FILTER VACUUM PUMP | 5-8V16.00 | SB1MC1 | 1 | EA | 455.32
PETE | 5004083 | 10.522.237 | SHEAVE, BELT, DRIVEN, 5 GROOVE | 203RWVP06A | P6A FILTER VACUUM PUMP | M25RS16180 | SB1KC8 | 1 | EA | 1417.6
PETE | 5009317 | 10.522.238 | SHEAVE, BELT, FOR PUMP, USED ON IUCS/CSI FILTER FD PPS, PETE 3 P2A, P2B & PETE4 P102A, P102B, WARMAN 6/4 DAH, ITEM #D56RT13500 | 203RWFP02A | P2A FILTER FEED PUMP AND MOTOR (EAST PUMP) | 3/5V14. 0-3020 | 2FA58B2 | 1 | EA | 236.75
PETE | 5706287 | 10.522.245 | SHEAVE, BELT, DIAMETER- 5.95", BORE- 1-5/8", 3-GROOVE, B-TYPE, W/ QD BUSHING, FOR PETE #4 IUCS/CSI 5B SLURRY TRANSFER CONVEYOR. | 204RWCB05B | CO-5B PRODUCT TRANS CONVEYOR. | 3B6.0SD W/ SD1-5/8 QD | SB5A3A1 | 1 | EA | 81.28
PETE | 5706282 | 10.522.246 | SHEAVE, BELT, 7-3/4" OD, 2-GROOVE, A/B SECTION, 2A7.0B7.4 SK, W/ 1-7/16" SK BUSHING, FOR PETE #4 IUCS/CSI MIXER FEED CONVEYORS. | 204RWCB02A | CO-102A MIXER FEED CONVEYOR. | I54ST19314 | SB5A3A1 | 1 | EA | 83.96
PETE | 5706288 | 10.522.247 | SHEAVE, BELT, DIAMETER- 8.95", BORE- 2-3/16", 3-GROOVE, A/B-TYPE, W/ SK 2-3/16" BUSHING, FOR PETE #4 IUCS/CSI 5B SLURRY TRANSFER CONVEYOR. | 204RWCB05B | CO-5B PRODUCT TRANS CONVEYOR. | I54ST19313 | SB5A3A1 | 1 | EA | 101.33
PETE | 5705176 | 10.522.248 | SHEAVE, 2TA30 BROWNING, ITEM D4, DWG. 211450, FOR PETE #4 CSI, LIME CONVEYOR CO-104 CONT. SCREW CONV. JOB #C3-586. | 204RWCB104 | CO-104 ADDITIVE SCREW CONVEYOR MCC 101 ADDITIVE SCREW CONV. CO-104 | B83RV11938 | 2FA15E51 | 2 | EA | 46.8
PETE | 5706528 | 10.522.249 | SHEAVE, BELT, TAPERLOCK, FOR SOUTH FLYASH BLOWER, USED ON PETE #4 FLYASH SILO. | 204RWFARF1 | FLYASH SILO SOUTH ROTARY FEEDER | 4/5V9.25 3020 | 2FA1H24 | 2 | EA | 229.7
PETE | 5004746 | 10.522.250 | SHEAVE, STEEL, 10" C/W ROLLER BEARING, SHV 10-2, ASSY RB .500L, 1.500 SH, 1.750-HB, 1.625-RM, USED ON PETE 3 THICKENER LIFT. |  |  | 88712A.SLC1 | 2FA19D30 | 1 | EA | 860
PETE | 5004743 | 10.522.251 | SHEAVE, 8" STEEL C/W ROLLER BEARING FOR PETE 3 THICKENER LIFT. | 203RDTHDE0 | THICKNER DRIVE COMMON EQUIP & TORQUE DEVICE | 1000142820 | 2FA19D22 | 6 | EA | 4614
PETE | 5303281 | 10.522.261 | SHIELD, BOILER TUBE, 309 SS, 10 GA., 4 FT. LONG, FOR 3" O.D. TUBE. (220 DEG. COVERAGE) | 203BFCM005 | 3-5 PULVERIZER *** CONFINED SPACE ENTRY *** *** FOR PYRITE SECTION ONLY - SEE NOTES PAGE 6 *** |  | SB1FE6 | 173 | EA | 8428.56
PETE | 5301193 | 10.522.274 | SHIM, FOR COMBO RETRACT/WALL BLOWER W/DA HEAD COPES-VULCAN, MODEL MK-IIE T-30, UNIT 3. | 203BSSBL01 | L-1 LONG RETRACT T 30 MARK 2 | 131228 | 1FA3E10 | 12 | EA | 20.4
PETE | 5706147 | 10.522.277 | SHIM, FOR BM-D24828 REDUCER, USED ON 24" DIA. X 13'-6" LONG MIXER, #BM-D28458, S/N 10149, FOR PETE #3 & #4 SLUDGE WASTE TREATMENT, MFT. P/N D26366. | 203RWPM000 | PUG MILL | D26366 | 2FA15D25 | 2 | EA | 8
PETE | 5513974 | 10.522.281 | SHIM SET, LOWER BEARING & PUMP HOUSING (ASSORTED PACK), DWG. #B-86-113, FOR PETE #2, #3 & #4 ABB C-E SVCS. MODEL 823RPS & 903RP COAL PULVERIZERS. | 203BFCM001 | 3-1 PULVERIZER *** CONFINED SPACE ENTRY *** *** FOR PYRITE SECTION ONLY - SEE NOTES PAGE 6 *** | 86-113-T | 4FA51A2 | 3 | ST | 746.75
PETE | 5711639 | 10.522.282 | SHIM, HSG SET PT #8501091 FOR GARDNER DENVER MODEL 7CDL11H BLOWER SER #21411 SPEC 5270 1265 CFM 3600 RPM CW ROT 18 PSIG FLY ASH SILE - PETE 3. |  |  | 8501091 | SB5A1A6 | 2 | EA | 351.52
PETE | 5513041 | 10.522.284 | SHIM SET, INPUT, FOR PETE #3 & #4 GRAVIMETRIC COAL FEEDERS, STOCK EQUIPMENT CO. MODEL 8224A. | 203BFCF001 | 3-1 COAL FEEDER ********SEE EQUIPMENT NOTES PAGE 6 ********** ***NUCLEAR DENSITY GAGE ATTACHED TO PIPING*** | V398872.B01 | 2FA6E21 | 2 | EA | 40.22
PETE | 5706335 | 10.522.285 | SHIM SET, ITEM 32, DWG. 3800S, USED ON A-103 OVERFLOW SUMP AGITATOR FOR PETE #4 CSI, MODEL 3801-S-PTO, S.O. #840041-P, S/N 830800532. | 204RWSU000 | SP101 OVERFLOW SUMP *** CONFINED SPACE ENTRY *** *** SEE NOTES PAGE 6 *** | 32 | 2FA21B25 | 1 | EA | 92
PETE | 5013506 | 10.522.286 | SHIM SET, ITEM #T213, USED ON PETE 4 SCRUBBER OXIDATION AIR COMPRESSORS. | 204OCS4402 | OXIDATION AIR COMPRESSOR SKID 2 | GL315T008 | 1FA11B16 | 0 | ST | 0
PETE | 5503950 | 10.522.287 | SHIM SET, JOURNAL BEARING HOUSING, FOR PETE #2 & EWS #7 ABB C-E SVCS. COAL PULVERIZERS, MODELS 823RPS & 803RS, S/N 66810-66814 & 69804-69808, C.E. CONTR. #22265, DWG. #D-74-234-1. | 202BFCM001 | 2-1 PULVERIZER *** CONFINED SPACE ENTRY *** *** FOR PYRITE SECTION ONLY | 80-307-Q | 1FA12H2 | 2 | ST | 633.58
PETE | 5005676 | 10.522.288 | SHIM SET, PUMP, FOR PETE #4 SCRUBBER DISPOSAL FEED & SULFITE PUMPS, WARMAN PUMPS MODELS 6/4DAH & 4/3DAH. | 204RDDFP02 | P-406-2 DISPOSAL FEED PUMP, MOTOR & MOTOR SPACE HEATER | D025P10 | 2FA16C28 | 7 | EA | 359.1
PETE | 5005640 | 10.522.290 | SHIM SET, FOR BEARING ASSY.(DAM005XLM), USED ON PETE SCRUBBER MILL SLURRY FEED PUMPS & PETE #4 CSI RETURN WATER PUMPS, WARMAN PUMPS MODEL 6/4EAH. | 204RDRWP01 | P412-1 RETURN WATER PUMP | E025P10 | 2FA16A23 | 3 | EA | 156.21
PETE | 5711734 | 10.522.295 | SHIM, LOC #18 P/N 131W411-A FOR LINK-BELT ELECTROFLUID GEARMOTOR SIZE & MODEL DDFF-73 RATIO 20.9-1 MOTOR FRAME 215TYZ S/N ME4-43461-A USED AS CLINKER GRINDER DRIVE UNIT ON #3 UNIT |  |  |  | 1FA3E44 | 4 | EA | 24.08
PETE | 5304063 | 10.522.326 | COMPRESSION SPRING, ITEM 32, FOR PETE 4 BURNER TILT LINKAGE. | 204BFCBA00 | A CORNER BURNERS, TILTS, LINKAGE, AND DRIVE UNIT | V00-1802 | 1FA6F44 | 2 | EA | 22.08
PETE | 5003054 | 10.522.336 | SPRING, FOR WORTHINGTON PUMP, MODEL 4R122, MANUFACTURER PART NO = 9150000-1 S/N B07531586 | 203RDUFP3A | P7-3A UNDERFLOW PUMP INCLUDES PUMP, MOTOR AND CONTROLS | 9150000-1 | 2FA15F30 | 15 | EA | 12.75
PETE | 5301216 | 10.522.339 | SPRING, SEAT/STOP, ITEM 13, FOR COPES-VULCAN, MODEL MK-IIE, UNIT 3. | 203BSSBL01 | L-1 LONG RETRACT T 30 MARK 2 | 76897 | 1FA3F7 | 1 | EA | 11
PETE | 5006873 | 10.522.341 | SPRING, PAWL (TORSION), P/N 192A6990P207 FOR PETE #4 SCRUBBER 480V LOAD CENTERS. |  |  | 192A6990P207 | 2FA19F22 | 4 | EA | 41.08
PETE | 6626033 | 10.522.342 | SPRING, FOR HYDROGEN SEAL RINGS,(GEN END, SHOWN AS ITEM #2 DWG. #481D835 USED ON UNIT #2 TURB GEN. G.E. S/N 170 X 350)AT PETE). AT E.W.S. UNIT 37 S/N 170X457. DWG. #164A2777P0001 FOR BOTH LOCAT FOR BOTH LOCATIONS. |  |  | 164A2777P0001 | 2FA2D6 | 1 | EA | 9
PETE | 6626322 | 10.522.343 | SPRING, PT #412A250P1, FOR PETE #3 ALTERREX ASSOCIATED WITH TURBINE S/N 170X583. |  |  | 412A250P1 | 2FA25E52 | 5 | EA | 43.1
PETE | 6626180 | 10.522.348 | SPRING, W/ BACK PLATE, 3-3/4 LB., USED AS ALTERNATOR BRUSH SPRINGS, FOR PETE #3 G.E. TURBINE, S/N 170 X 583. |  |  | 181A8563P0004 | 2FA12E41 | 6 | EA | 958.8
PETE | 6001603 | 10.522.363 | SPRING, VALVE STEM, FOR RELAY, USED ON TC-3 FOR UNIT #3-B.S.B. TEMP CONTROLLER. WKM P/N 384115 |  |  | 384115 | 2FA24G8 | 2 | EA | 3.08
PETE | 5012887 | 10.522.365 | SPRING, VIBRATOR, 2 EACH, FOR ERIEZ MODEL D55P HT VIBRATORS WITH S/N 270535, USED ON FOSTER WHEELER P.J.F.F. (BAGHOUSE) HOPPERS. | 203AHHPR01 | UNIT3 ASH HOPPER # 1, HOPPER HEATERS &; 3FA5001V-ASH GATE 3SV-FA5001-SOV 3TE-FF-1701A & B- RTD TEMP. DETS. 3LE-FF-1501-HH ASH LEVEL ELEMENT 3LE-FF-1601-H ASH LEVEL ELEMENT 3FF1301E-VIB. 3FF1401E-VIB. SEE ASSET NOTES FOR MFG PART NUMBERS. | 107748 | 4FA4E28 | 2 | EA | 410
PETE | 5721634 | 10.522.366 | SPRING, 4 WAVE, 3.438", FOR FLY ASH DUSTLESS UNLOADER. | 203AHFU031 | 3-1 ROTARY DUSTLESS UNLOADER | 401006-15 | 2FA11E15 | 4 | EA | 60
PETE | 5706030 | 10.522.368 | SPRING, GAS, FOR PETE #3 IUCS FLYASH TRUCK LOADING PLATFORM. | 203RWTP100 | FLY ASH TANKER TRUCK ACCESS SAFETY PLATFORM. | 9416K222 | 2FA15I5 | 2 | EA | 48.7
PETE | 5002877 | 10.522.370 | SPRING, PRECIPITATOR, FOR PETE #4 ELECTROSTATIC PRECIPITATORS, ENVIRONMENTAL ELEMENTS CO. MODEL. |  |  | PA1105 | 4FA52B3 | 12 | EA | 397.56
PETE | 5501701 | 10.522.374 | SPRING, SUPPORT, PT #71067-A, DWG. #M14782, FOR HEWITT-ROBINS CAR SHAKEOUT, SER. #CS132,PURCHASED ON OUR PO #26575, THEIR SO #34638 IN 1947, S/N'S 33726EC1 & 49438BB1. | 266CHCS00E | EAST CAR SHAKER AND MOTOR OUTSIDE THE TRACK HOPPER **** SEE EQUIPMENT NOTES PAGE 6 **** *CUTTING AND WELDING PERMIT REQUIRED* | 71067-A | 2FA1I3 | 17 | EA | 1100.07
PETE | 5706827 | 10.522.376 | SPROCKET, 44TTH, USED ON PADDLE MIXER/UNLOADER 4050, AT PETE 3&4 FLY ASH SILOS. | 203AHFU031 | 3-1 ROTARY DUSTLESS UNLOADER | 36302-30 | 2FA6H19 | 2 | EA | 590
PETE | 5002326 | 10.522.379 | SPROCKET, HUB/SPROKET ASSY, FOR RESEARCH-COTTRELL, USED 3 RAPPER MANUFACTURER PART NO = 99844-C3 | 203ENPRCP1 | UNIT 3 PRECIPITATOR 3-1 (SOUTH) INCLUDES CONTROLS, TR SETS, VIBRATORS, RAPPERS, DOORS, LOCKS AND HIGH VOLTAGE BUSHINGS. ***** CONFINED SPACE/SAFETY SEE NOTES PAGE 6 ***** | 99844-C3 | 2FA6E4 | 2 | EA | 152.52
PETE | 5002892 | 10.522.380 | SPROCKET, RC60 20 TOOTH 4.79 P.D., 1.752/1.754 BORE (13-50), DWG. #420076D13, PETE #4 PRECIPITATOR. |  |  | RC60-20T | 2FA21E12 | 2 | EA | 189.2
PETE | 5301203 | 10.522.385 | SPROCKET, CHAIN-SINGLE, DIAMETER- 6.63", BORE- 1-3/16", 26 TOOTH, FOR PETE #3 LONG RETRACT T-30 MARK 2 SOOTBLOWERS, COPES-VULCAN MODEL MK-IIE. | 203BSSBL01 | L-1 LONG RETRACT T 30 MARK 2 | 60BS26 | 1FA3G6 | 1 | EA | 33.74
PETE | 7005825 | 10.522.386 | SPROCKET, CHAIN-SINGLE, DIAMETER- 8.15, TEETH/HUB- 13/ | 203AHBGG0A | UNIT 3 (A) BOTTOM ASH HOPPER GRINDER | B83SV90122 | 4FA5H31 | 4 | EA | 241.96
PETE | 5721097 | 10.522.388 | SPROCKET, HELICAL, (DRIVEN), FOR BELT DRIVES, USED ON PETE #4 FLYASH BLOWERS. | 204AHFB001 | 4-1 FLY ASH BLOWER ASSEMBLY | R-48S-F | 2FA22G6 | 1 | EA | 341.61
PETE | 5721589 | 10.522.389 | SPROCKET, HELICAL, FOR BELT DRIVES (LOW PRESSURE BLOWER {DRIVE SHAFT}), USED ON PETE #3 FLYASH BLOWERS. | 203AHFB001 | 3-1 FLY ASH BLOWER ASSEMBLY | O-75S-MPB | 1FA3H20 | 1 | EA | 1081.94
PETE | 5711864 | 10.522.390 | SPROCKET, W/ BUSHING, 13 TEETH, FOR 33" X 30" EXCEN-CRUSHER, USED ON PETE #2 & EWS #7 BOTTOM ASH CLINKER GRINDERS. | 203AHBGG0A | UNIT 3 (A) BOTTOM ASH HOPPER GRINDER | 36209-1 | 1FA7H6 | 2 | EA | 400.7
PETE | 5301202 | 10.522.391 | SPROCKET, 18-TOOTH, 1-3/16" BORE, ITEM 4, FOR PETE #3 LONG RETRACT T-30 MARK 2 SOOTBLOWERS, COPES-VULCAN MODEL MK-IIE. | 203BSSBL01 | L-1 LONG RETRACT T 30 MARK 2 | 60BS18 | 1FA3E11 | 2 | EA | 42.72
PETE | 5301172 | 10.522.392 | SPROCKET, 30 TOOTH, ITEM 62, STEEL, FOR COPES-VULCAN, MODEL MK-IIE, UNIT 3 | 203BSSBL01 | L-1 LONG RETRACT T 30 MARK 2 | 60BS30 | 1FA3B5 | 2 | EA | 101.74
PETE | 5301204 | 10.522.393 | SPROCKET, 9 TOOTH, ITEM 4, FOR COPES-VULCAN, MODEL MK-IIE, UNIT 3. | 203BSSBL01 | L-1 LONG RETRACT T 30 MARK 2 | 142046 | 1FA3B6 | 2 | EA | 111.22
PETE | 5706526 | 10.522.394 | SPROCKET, FEEDER, FOR SOUTH FLYASH FEEDER, USED ON PETE #4 FLYASH SILO. | 204RWFARF1 | FLYASH SILO SOUTH ROTARY FEEDER | 80SF60 | 2FA1I8 | 2 | EA | 367.32
PETE | 5706015 | 10.522.395 | SPROCKET, GEARBOX (DRIVEN), 48T, 3, 662 PD, W/ BUSHING, FOR PETE #3 & #4 IUCS/CSI FLYASH SILO ROTARY FEEDERS, DUCON 18", TYPE B-2, (IT 1-6), NON-REVERSING, ASSY. MARK #2T-1209, T-929C. | 203RWFARF0 | FLYASH ROTARY FEEDER AND MOTOR | H80E48/E X 2-3/4 | 2FA15I7 | 1 | EA | 382.6
PETE | 5004467 | 10.522.397 | SPROCKET, THICKENER RAKE, FOR EIMCO FOUNDRY OPERATION, MODEL C60B2P, UNIT PETE 3 MANUFACTURER PART NO = 88707A, S/N 76011-01 | 203RDTHD01 | THICKNER DRIVE #1 GEAR REDUCER AND MOTOR | 88707A | 2FA5E10 | 1 | EA | 414.95
PETE | 5706118 | 10.522.398 | SPUD, MIXER, FOR EAGLE IRON WORKS PUGMILL MIXER, MODEL BM-D28458, SIZE 24" X 13'-6", S/N 10149. | 203RWPM000 | PUG MILL | D12502 | 2FA15D29 | 4 | EA | 116.04
PETE | 5006957 | 10.522.400 | STAB ASSY. KIT, 400A, P/N 4719A92G27, PETE #4 SCRUBBER MCC'S. | 204RELV411 | MOTOR CONTROL CENTER MCC S4-1-1 | 4719A92G27 | 2FA23I7 | 3 | EA | 699.21
PETE | 5004688 | 10.522.401 | KIT, STACK, CRN64-3-2, USED AT PETE 3 SILO BOOSTER WATER PUMP. | 203AHFSP01 | 3-1 SILO DUSTLESS UNLOADER BOOSTER PUMP | 96416331 | 2FA1I7 | 1 | EA | 5664.8
PETE | 5013427 | 10.522.408 | SLEEVE, BEARING, MOTOR BRG NON-DRIVE AND DRIVE END, USED ON BOOSTER FANS, PETE UNIT 4 FGD, DWG# C3138AA, S/N P208305. | 204RFBF001 | 4-1 BOOSTER FAN, WHEEL & BEARINGS *** CONFINED SPACE ENTRY *** SEE NOTES PAGE 6 *** | 1D64729H08 |  | 0 | EA | 0
PETE | 5005734 | 10.522.410 | SLEEVE, PUMP, BEARING, FOR PETE #4 IUCS/CSI THICKNER SUMP PUMP, WARMAN PUMPS MODEL 150SV-SPR. | 204RBSU101 | P410-1 DISPOSAL AREA DRAINAGE SUMP PUMP AND MOTOR LOCATED OUTSIDE BY #4 RETURN TANK | SV008E02 | SB3B1A5 | 1 | EA | 1423.17
PETE | 6716985 | 10.522.424 | 8H SLEEVE, COUPLING, CFS37, T B WOODS FOR #4 SEAL WATER BOOSTER PUMPS. | 204RMSLWP44-4A | 44-4A IUCS SEAL WATER BOOSTER PUMP | W64IT55505 | 1FA2D50 | 1 | EA | 147.22
PETE | 5004336 | 10.522.431 | SLEEVE, FEEDER, W/ 2 CLAMPS, FOR PETE #3 IUCS/CSI LIME WEIGH FEEDER SCREW CONVEYOR, ACRISON MODEL 203B105ZN, S/N 65968. | 203RPWFB00 | LIMESTONE WF BELT, REDUCER, & ROLLERS M1-3. | 211-0485 & 213-0008 | 4FA3E20 | 0 | ST | 0
PETE | 6705222 | 10.522.440 | SLEEVE, NYLON, FOR BOILER FEED PUMP IMO DELAVAL MANUFACTURER PART NO = S-1020AVN SER NO = 703601 | 203AHSWP01 | 3-1 ASH SLUICE PUMP | S-1020AVN | 2FA13E60 | 1 | EA | 92.5
PETE | 5003028 | 10.522.441 | SLEEVE, SLINGER, OUTBOARD, FOR PETE #3 SCRUBBER RECYCLE PUMPS, GARDNER-DENVER MODEL SRL-C, 18 X 16 X 35, S/N 01-166483. | 203RMRCPA1 | RECYCLE PUMP P1-3-A1 | 503938 | 4FA57A4 | 2 | EA | 1804.74
PETE | 5005679 | 10.522.444 | SLEEVE, SHAFT, FOR PETE #4 SCRUBBER MILL SLURRY PUMPS & PETE #3 IUCS FILTER FEED & THICKENER UNDERFLOW PUMPS, WARMAN PUMPS MODELS 6/4DAH & 4/3DAH. | 203RDUFP3B | P7-3B UNDERFLOW PUMP INCLUDES PUMP, MOTOR AND CONTROLS | D075C21 | 2FA16B22 | 2 | EA | 1214.02
PETE | 5706778 | 10.522.446 | SLEEVE, SHAFT, FOR MECHANICAL SEAL, USED ON PETE #4 DEWATERING FILTER FEED PUMPS, WARMAN PUMPS MODEL 4/3CAH. | 203RPSP03A | 3-A MAKE-UP SLURRY PUMP P5-3A (EAST PUMP) (PUMP CONNECTED TO SLURRY STORAGE TANK) | CAM424MC26 | 2FA6A9 | 2 | EA | 4197.27
PETE | 5003988 | 10.522.451 | SLEEVE, SHAFT, 3.0" OD, 2.62" ID, 5.88/LG, .50/KEY UNCOATED, USED ON PETE UNIT 3 "A" UNDERFLOW PUMP (SN B050276-1) PUMP TYPE 4R-122. | 203RDUFP3A | P7-3A UNDERFLOW PUMP INCLUDES PUMP, MOTOR AND CONTROLS | 2122418-022 | 2FA15F14 | 1 | EA | 1144.8
PETE | 5003122 | 10.522.453 | SLEEVE, SHAFT, ALLOY 20, FOR PETE #3 & #4 SCRUBBER MAKE-UP SLURRY PUMPS & PETE #3 & #4 IUCS/CSI THICKENER UNDERFLOW & VACUUM FILTER PUMPS, WORTHINGTON PUMP MODEL 4-R-122, SIZE P5-3A, S/N B07531586. | 203RDUFP3A | P7-3A UNDERFLOW PUMP INCLUDES PUMP, MOTOR AND CONTROLS | 9901612-029 | 2FA14A4 | 2 | EA | 1916.96
PETE | 5003283 | 10.522.454 | END, SHAFT SLEEVE, ITEM 63-6, ALLOY #20, FOR PETE #3 SCRUBBER RECYCLE PUMPS, DENVER MODEL 18" X 16" X 35, FRAME 6, SRL-C, S/N 01-166483. | 203RMRCPA1 | RECYCLE PUMP P1-3-A1 | 503894 | 2FA14G8 | 1 | EA | 4127.44
PETE | 5003140 | 10.522.458 | SLEEVE, SHAFT, FOR PETE #3 SCRUBBER WASTE SLURRY PUMPS, WORTHINGTON PUMP MODEL 8-R-193, S/N B0753158. | 203RDWSP3A | WASTE SLURRY PUMP P3-3-A INCLUDES PUMP, MOTOR AND CONTROLS | 2122418-031 | 2FA14C1 | 2 | EA | 3022.53
PETE | 5721217 | 10.522.463 | SLEEVE, SHAFT, 304SS, 5-1/4" LONG, FOR UCC 33" X 30" EXCEN-CRUSHER ASH GRINDERS, USED ON PETE #2, #3 & #4 BOTTOM ASH SYSTEMS. | 203AHBGG0A | UNIT 3 (A) BOTTOM ASH HOPPER GRINDER | 405144-1 | 4FA54B6 | 4 | EA | 2832.02
PETE | 5004649 | 10.522.467 | SLEEVE, VALVE, FOR 1-1/2" RED VALVE PINCH VALVE, USED ON PETE #3 SCRUBBER MAKE UP SLURRY CONTROL VALVE. | 203RMVL12A | LCV 120-A "A" MODULE MAKE-UP SLURRY VALVE. | 0BX-150 | 4FA2C18 | 2 | EA | 1937.78
PETE | 5706539 | 10.522.468 | SLEEVE, CONE, PURE GUM RUBBER, FOR 6 X 5 RED VALVE SERIES 5200 CONTROL PINCH VALVE, USED ON PETE #3 & #4 IUCS/CSI FILTER DRUM SLURRY ISOLATION VALVES. | 203RWVFFL1 | FL-1 VACUUM FILTER ***CONFINED SPACE ENTRY*** ***SEE NOTES PAGE 6*** | 6 X 5 SERIES 5200 | SB5A2A1 | 2 | EA | 6801.16
PETE | 5004023 | 10.522.469 | SLEEVE, GUM RUBBER, USED ON CLARKSON 8" KNIFE GATE VALVE, FOR PETE #3 & #4 SCRUBBER, MFT. P/N 3284. | 203RDPGUF0 | UNDERFLOW PIPING **** SEE EQUIPMENT NOTES PAGE #6 **** ** NUCLEAR DENSITY GAGE ATTACHED TO PIPING ** | 3284 | SB3F1B2 | 10 | EA | 2022.5
PETE | 5005912 | 10.522.470 | SLEEVE, VALVE, GUM RUBBER, FOR 8" PINCH VALVE, ROBBINS & MYERS MODEL, USED ON PETE #3 & #4 SCRUBBER MILL SLURRY PIPING. | 203RPVL600 | SLURRY TRANSFER TANK CONTROL VALVE LCV-600 RECIRC. VALVE. | S65000-18-01 | SB3B1B2 | 1 | EA | 1485.76
PETE | 5006061 | 10.522.474 | SLEEVE, VALVE, 30", GUM RUBBER, FOR CLARKSON KNIFE GATE VALVE, USED ON PETE #4 SCRUBBER ABSORBER FEED PUMPS. | 204RDVYA1A | A-1 ABSORBER FEED PUMP DISCHARGE VALVE FV-402A | 3897.10 | SB3F1F1 | 4 | EA | 14447.5
PETE | 5702956 | 10.522.482 | SLEEVE, POKE HOLE, FOR PRESSURIZED POKEHOLE ASSY., USED ON EWS #7 & PETE #3 & #4 BOTTOM ASH HOPPER DOORS, UC DWG. #3-2715-11. | 203AHBAHA0 | UNIT 3 BOTTOM ASH SYSTEM A HOPPER AND ASSOCIATED EQUIPMENT | 2-270401 | SB1RE6 | 2 | EA | 915.91
PETE | 5302986 | 10.522.484 | SLEEVE, SOOTBLOWER, T25/T30 LONG RETRACT SLEEVE, USED ON PETE 3 & 4. | 203BSSBL01 | L-1 LONG RETRACT T 30 MARK 2 | 141248 | SB5A3B8 | 2 | EA | 1201.2
PETE | 5706148 | 10.522.491 | SLEEVE, WEAR, FOR BM-D24828 REDUCER, USED ON 24" DIA. X 13'-6" LONG MIXER, #BM-D28458, S/N 10149, FOR PETE #3 & #4 SLUDGE WASTE TREATMENT, MFT. P/N D18928. | 203RWPM000 | PUG MILL | R68DX45900 | 2FA15E39 | 0 | EA | 0
PETE | 5714105 | 10.522.494 | SLIDER, PLATE, IT #9, DWG #B-103-72-00-27 FOR STEARNS MODEL 54-C ELECTRO MAGNET IN-LINE SEPARATOR, S/N A-15965 - PETE 3 - "B" COAL HANDLING. |  |  |  | SB5AWALL | 1 | EA | 303.72
PETE | 8532025 | 10.522.497 | SLING, LIFTING, SIZE- .1875X.375, LENGTH- 6 FT DESC- S3-1, 3 STRAND. (MUST INCLUDE METAL TAG WITH LIFTING CAPACITIES) |  |  | PG1-3 3/16'' X 3/8'' X 6' | 2FA11NW | 2 | EA | 104.22
PETE | 5706068 | 10.522.501 | SLINGER, PUMP, 5-5/8", ITEM 3, FOR PETE #3 & #4 IUCS/CSI FILTER VACUUM PUMPS, NASH ENGINEERING CO. MODEL CL3002. | 203RWVP06A | P6A FILTER VACUUM PUMP | H-0446-11 | 2FA15E57 | 2 | EA | 170.66
PETE | 5706437 | 10.522.515 | STOP, END, P/N 30386 FOR PETE #4 LIMESTONE BELT CONVEYOR SCRAPER SYSTEMS. | 204RPCVB02 | #2 LIMESTONE CONVEYOR BELT, ROLLERS | 30386 | SB3C2B5 | 5 | EA | 92.5
PETE | 5005707 | 10.522.521 | STRAINER, FOR WARMAN PUMPS, MODEL 100RV-SPR, SIZE/DESC SUMP. | 204RBSU042 | P404-2 FGD AREA DRAINAGE SUMP PUMP. | SPR10116LR10 | SB3B1A1 | 2 | EA | 1062.18
PETE | 5005571 | 10.522.523 | STRAINER, SUCTION, FOR LENZ CO MODEL 49-50-2, FOR FAN BOOSTER & REHEAT LUBRICATION UNIT - MODEL STD 25 GPM-DUAL CIRCUIT LUB, PETE #4 SO2, MFG #3956B30H012. | 204RFBFLO1 | 4-1 BOOSTER FAN LUBE OIL SYSTEM | 3956B30H012 | 4FA2H18 | 2 | EA | 100
PETE | 5004509 | 10.522.547 | STRIP, TERMINAL, ITEM 5, FOR LIMITORQUE CORPORATION, SIZE/DESC SMC-0 MANUFACTURER PART NO = EA3-P724-12 |  |  | P724-12 | 2FA14C27 | 2 | EA | 38.12
PETE | 5711905 | 10.522.566 | STUD, FEEDER, TAP END, 1/2"-13 X 2", SS, FOR FLYASH DIFFUSER FEEDER, USED ON PETE #3 & #4 TOP ASH SYSTEMS, PER UC PO 54674-4. | 203AHFFA01 | A-1 PRECIP HOPPER AND NUVA FEEDER | 46280 | 1FA3F51 | 20 | EA | 138.35
PETE | 5003817 | 10.522.600 | STUD-BOLT, SUCTION SIDEPLATE TO CASING, 1/2" X 2-1/4" LONG (1/2" THREAD ONE END & 1-1/2" THREAD ON OTHER END), FOR PETE #3 IUCS RECLAIM WATER PUMPS, GOULDS PUMPS MODEL 3175M, 6 X 8 X 18, S/N 237B948. | 203RDRWP3A | P6-3A RECLAIM WATER PUMP INCLUDES PUMP, MOTOR AND CONTROLS | 3-46-281-2226 | 2FA14E55 | 12 | EA | 180.36
PETE | 5513279 | 10.522.601 | STUD, DRIVE COUPLING, FOR PETE #3 & #4 STOCK EQUIPMENT CO. COAL FEEDERS, S-E. CO. #5124. | 203BFCF001 | 3-1 COAL FEEDER ********SEE EQUIPMENT NOTES PAGE 6 ********** ***NUCLEAR DENSITY GAGE ATTACHED TO PIPING*** | 1-W2512 | 1FA6E10 | 11 | EA | 334.4
PETE | 5706765 | 10.522.602 | STUD, FRAME PLATE, W/ 2 NUTS, METRIC, FOR PETE #4 DEWATERING FILTER FEED PUMPS, WARMAN PUMPS MODEL 4/3CAH. | 203RPSP03A | 3-A MAKE-UP SLURRY PUMP P5-3A (EAST PUMP) (PUMP CONNECTED TO SLURRY STORAGE TANK) | C039ME62 | 2FA6E45 | 6 | EA | 328.2
PETE | 5301217 | 10.522.614 | SPINDLE, ITEM 14, FOR COPES-VULCAN, MODEL MK-IIE, UNIT 3. | 203BSSBL01 | L-1 LONG RETRACT T 30 MARK 2 | 70379 | 1FA3D10 | 2 | EA | 193.3
PETE | 5713415 | 10.522.638 | SPOOL, STEEL 13 FT.-2 7/16" LG. (14-1/2" OD) LINED W/12" ID ABRESIST, SEE DETAIL F, DWG. #AB-0097A & B FOR BOTTOM ASH LINE, UNIT #4. | 204AHPGD00 | BOTTOM ASH DISCHARGE PIPING. |  | SB1 RACK | 1 | EA | 848
PETE | 5713421 | 10.522.639 | SPOOL, STEEL 16 FT.-2 1/2" LG. (14-1/2" OD) LINED W/12" ID ABRESIST, SEE DETAIL D, DWG. #AB-0097A & B FOR BOTTOM ASH LINE, UNIT #4. | 204AHPGD00 | BOTTOM ASH DISCHARGE PIPING. |  | SB1 RACK | 1 | EA | 995
PETE | 5713423 | 10.522.640 | SPOOL, STEEL 2 FT.-3 3/8" LG. (14-1/2" OD) LINED W/12" ID ABRESIST WITH FIXED FLGS. BOTH ENDS DWG. #AB-0097A & B FOR BOTTOM ASH LINE, UNIT #4. | 204AHPGD00 | BOTTOM ASH DISCHARGE PIPING. |  | SB1QD6 | 1 | EA | 337
PETE | 5713425 | 10.522.641 | SPOOL, STEEL 3 FT. -8 3/8" LG. (14-1/2" OD) LINED W/12" ID ABRESIST W/FIXED FLGS. BOTH ENDS, DWG. #AB-0097A & B FOR BOTTOM ASH LINE, UNIT 4. | 203AHBGG0A | UNIT 3 (A) BOTTOM ASH HOPPER GRINDER |  | SB1QE1 | 2 | EA | 974.1
PETE | 5713426 | 10.522.642 | SPOOL, STEEL 4 FT.-6 5/8" LG. (14-1/2" OD) LINED W/12" ID ABRESIST WITH FIXED FLGS. BOTH ENDS DWG. #AB-0097A & B FOR BOTTOM ASH LINE, UNIT #4. | 203AHPGD00 | WET ASH DISCHARGE PIPING TO ASH POND AND DEWATERING BINS. |  | SB1QF4 | 1 | EA | 1323.1
PETE | 5713412 | 10.522.643 | SPOOL, STEEL 9 FT.-4 3/8" LG. (14-1/2" OD) LINED W/12" ID ABRESIST W/FIXEDFLGS. BOTH ENDS, DWG. #AB-0097A & B FOR BOTTOM ASH LINE, UNIT #4. |  |  |  | SB1 RACK | 1 | EA | 2350.47
PETE | 5711944 | 10.522.644 | SPOOL, PIPE SPOOL, 3 FT.-2 1/4" LONG,(10 3/4" OD) LINED W/8" ID ABRESIST, W/FIXED FLANGES BOTH ENDS, 7/8" BOLT CIRCLE, EPOXY POURED, POS #5 DETRICK DWG. #AB-0055 FOR UNIT #3 BOTTOM ASH LINE. | 203AHPGD00 | WET ASH DISCHARGE PIPING TO ASH POND AND DEWATERING BINS. | 901836 | SB1RC9 | 1 | EA | 811
PETE | 5610352 | 10.522.715 | SWITCH, TEMPERATURE, MODEL 7 BS, RANGE 0-400F TYPE F403-7BS WITH 3D.P.T.D.CONTACTS 15A/120V #MM0012448 USED ON MDBFP-4-2 GEARED VARIABLE SPEED COUPLING PETE #4. |  |  |  | 2FA17H5 | 2 | EA | 790
PETE | 5706112 | 10.522.718 | SWITCH, VACUUM CCS #675VHMI FACTORY SET AT 2" WATER INCREASE USED ON SO2 REMOVAL PETE 3 (SP-10.1 & 10.2). |  |  |  | 2FA15E59 | 1 | EA | 92.81
PETE | 5004232 | 10.522.724 | SWITCH, THERMAL TRIP, FOR LUMP BREAKER BALL MILL FALK CORPORATION, MODEL LIMESTONE, AREA PETE 3/4 MANUFACTURER PART NO = 750900 SER NO = 7283 |  |  | 750900 | 2FA19D28 | 1 | EA | 125.75
PETE | 5610327 | 10.522.729 | SWITCH, CONTROL, W/ENCLOSURE, PLANT HEATER, USED ON PETE #2 PLANT HEAT SYSTEM. | 204AHBD002 | 4-2 DEWATERING BIN, SCREENS, GATES | 800TR3TA | 1FA6A15 | 1 | EA | 105.23
PETE | 5503781 | 10.522.733 | SWITCH, LOW DIFFERENTIAL PRESSURE, W/ MOUNTING BRACKET, FOR PETE #1 ABB C-E SVCS. MODEL 683RPS COAL PULVERIZERS, S/N 63801-63805. | 203BFCFC00 | UNIT 3 BOILER FUEL SYSTEM CONTROLS (COAL FEEDERS): INCLUDES ALL COAL FEEDER CONTROLS: SECOAL DEVICES NOT INCLUDED: | GP-12090 | 1FA12D18 | 2 | EA | 456.68
PETE | 5004284 | 10.522.736 | SWITCH, DISCONNECT , 200 AMP, W/200 AFB, SIEMENS-ALLIS #15-171-232-034 FORPETE #4 AT I.U.C.S. ON SIEMENS-ALLIS M.C.C. #101. |  |  | 15-171-232-034 | 4FA4A6 | 1 | EA | 404.19
PETE | 4005101 | 10.522.738 | SWITCH, SAFETY, HEAVY DUTY, 30A FUSIBLE DISCONNECT, 3-POLE, 600 VAC, NEMA 12 VIEWING WINDOW, DUST TIGHT, INDOOR/OUTDOOR USE. | 203AHHTRWP | FREEZE PROTECTION, ASH WTR. RETURN PUMPS DISCH. LINE. | DH361FDKW | 4FA72B3 | 3 | EA | 1394.67
PETE | 5004362 | 10.522.745 | SWITCH, FLOW, FOR PETE #4 IUCS/CSI VACUUM FILTERS & PETE DEWATERING FILTERS. | 204RWVP06A | 106A FILTER VACUUM PUMP MCC 101 VACUUM PUMP VP-106A | F50-1C2E-EAY | 4FA4B10 | 1 | EA | 1656
PETE | 5004725 | 10.522.746 | SWITCH, FLOW, 1/2" SS, (SN 300 SERIES) CALIBRATE 0-5GPM PER APPLICATION, LUBE OIL, 300RF BUNA-N SEAL, ISO VG LUBE OIL, S.G. 0.875 @ 150 SSU, W/FIELD ADJ SETTING SWITCH, WEATHERPROOF, CORROSION PROOF (TYPE 4X) ONE SPDT (3 WIRE) (-27 GPM). | 203RFBFLO1 | 3-1 BOOSTER FAN LUBE OIL SYSTEM | SN-ASB5G MV-4F TS 300RF-46CS.875 | 2FA1G2 | 2 | EA | 3874
PETE | 5305980 | 10.522.751 | SWITCH, OIL, IGNITOR RETRACTED POSITION, ITEM #P25, FOR WARMUP GUN ASSEMBLY, USED ON PETE #3 BOILER OIL IGNITION SYSTEM. | 203BFWGL01 | WARM-UP OIL GUNS 1/2 LEVEL | 2430-001-05 | 1FA6F3 | 1 | EA | 800
PETE | 5305979 | 10.522.752 | SWITCH, OIL, PLUG-IN, GUN-IN-PLACE, ITEM #P20, FOR WARMUP GUN ASSEMBLY, USED ON PETE #3 BOILER OIL IGNITION SYSTEM. | 203BFWGL01 | WARM-UP OIL GUNS 1/2 LEVEL | 2430-024-11 | 1FA6F3 | 1 | EA | 404
PETE | 5008003 | 10.522.758 | SWITCH, LEVEL, HYDRAULIC OIL TANK, PETE #4 FGD HYDRAULIC SYSTEM,GEMS LS-1900 SERIES. | 204RDHOS0A | A TOWER HYDRAULIC SYSTEM ,TANK OPERATES HYDRAULIC VALVE OPERATORS ON A TOWER | 01901 | 2FA17A1 | 1 | EA | 52.72
PETE | 6001945 | 10.522.761 | SWITCH, LEVEL #MM0013083 TYPE XT 20 X 1 H 3A-BD WITH TWO SWITCHPOINTS USEDON VIBRATION MONITORS FOR 4-2 MOTOR DRIVEN BOILER FEED PUMP HYDRAULIC COUPLING. |  |  | MM0013083 | 2FA21C26 | 1 | EA | 868.04
PETE | 5301082 | 10.522.762 | SWITCH, LIMIT #130110 FOR RW5E WALL BLOWERS, PETE #3. |  |  | 130110 | 1FA3E6 | 2 | EA | 252.48
PETE | 5610364 | 10.522.764 | SWITCH, LIMIT, P# EA700-76100 PETE #4 LONG RETRACT SOOTBLOWER. |  |  | EA700-76100 | 2FA21E7 | 2 | EA | 1268.18
PETE | 6623595 | 10.522.766 | SWITCH, LIMIT, LIMIT AND PRESS. SW. ASM, SEQ. #89AS & 89B1, CAT. #U406X000P0006 FOR UNIT #3 & 4 TURBINES 170X583 & 170X755. |  |  | U406X000P0006 | 2FA2A2 | 3 | EA | 555
PETE | 5610387 | 10.522.769 | SWITCH, LIMIT, MICRO-SWITCH, HEAVY DUTY, 600 VAC, 10 AMP, DPDT, 1/2" CONDUIT, SIDE ROTARY, USED ON BOTTOM ASH GATES, HONEYWELL PT# LSYAB6B. | 204RDVYA2B | A-2 ABSORBER FEED PUMP SUCTION VALVE FV-405A | LSYAB6B | 1FA6F15 | 3 | EA | 598.5
PETE | 5004505 | 10.522.777 | SWITCH, LIMIT, GEARED, FOR LIMITORQUE CORPORATION, SIZE/DESC SCM-0 MANUFACTURER PART NO = 6001-160 | 203RMVFDA1 | FV-110-1A RECYCLE PUMP DISCHARGE VALVE | 6001-160 | 2FA14C26 | 1 | EA | 1140
PETE | 5706467 | 10.522.778 | SWITCH, LIMIT, LEVER, SPDT, END-OF-TRAVEL, FOR DUAL DIRECTION HOPPER POSITIONER, USED ON PETE #3 IUCS TRAIN FLYASH LOAD-OUT STATION, DCL MODEL #HPD6X2-251-M1Q1P1, JOB #J015719, S/N 20578007, TAG #M006. | 203RWTLS01 | UNIT 3 FLYASH SILO DCL TRAIN LOADOUT STATION | LSYPB1A | 2FA6B4 | 1 | EA | 192
PETE | 5610392 | 10.522.779 | TOPWORX GO SWITCH, WITH 20' LEAD, LEVERLESS LIMIT SWITCH. | 203BFBG001 | 3-1 PULVERIZER BLAST GATE (ALSO CALLED P GATE) INCLUDES GATE, SOLENOID, SWITCH, AND CYLINDERS. | 81-20128-A5 | 1FA6G7 | 4 | EA | 1477.52
PETE | 5610373 | 10.522.782 | SWITCH, LIMIT, MICRO SWITCH #LSYFC7L3, 10 AMP, 600 VAC, USED ON PETE 3 & 4OIL GUN, ADVANCE/ RETRACT SWITCH. |  |  | LSYF C7L3 | 1FA6C8 | 1 | EA | 193.04
PETE | 5007007 | 10.522.783 | SWITCH, LIMIT, ROTOR FOR LOUVER DAMPER ACTUATOR LIMITORQUE CORPORATION, MODEL H3BCSMB, SIZE/TYPE 0 | 204RGMODOA | A TOWER OUTLET DAMPER & OPERATOR | H3BC-SMB-00-15 | 4FA4H6 | 2 | EA | 8172
PETE | 5706604 | 10.522.790 | SWITCH, LIMIT, W/ LEVER, (CLOTH TAKE-UP), FOR PETE #4 DEWATERING BELT FILTER, EIMCO MODEL 3M65 EXTRACTOR, S/N CSP0000326-01/02. | 272GDF0400 | GDF 44-04 GYPSUM DEWATERING FILTER | 548393 | SB1AE6 | 1 | EA | 710
PETE | 5610329 | 10.522.791 | SWITCH, MERCOID W/10 FT. S.S. CAP TO BE #2A AMB. BULB S.S. RANGE #4 USED ON PETE #2 E.H.C. SYS. HI-LOW TEMP. ALARM |  |  | DA-438-4132-4-2A-SST-C10 | 1FA6A12 | 1 | EA | 963.5
PETE | 5617311 | 10.522.792 | SWITCH, MERCURY, PT #1-A15988 FOR COAL FEEDER SECOAL NUCLEAR MONITORS, PETE 3 & 4. | 203BFCFFND | COAL FEEDER NUCLEAR COAL FLOW DEVICES ON 3-1 THRU 3-6 COAL FEEDERS **CAUTION: THESE DEVICES ARE NRC REGULATED****** *******OBSERVE PROPER HANDLING PROCEDURES******* | 1-A15988 | 2FA11F2 | 1 | EA | 103.64
PETE | 5004389 | 10.522.793 | SWITCH, MICRO, FOR ARMCO AUTOMETRICS, MODEL PSM400, STYLE MONITOR MANUFACTURER PART NO = 511001, S/N 4069 | 203RPPSM00 | UNIT #3 BALLMILL PARTICLE SIZE MONITOR DENSITY AND GRIND SIZE DEVICE AND TRANSMITTER. | 511001 | 2FA16F37 | 1 | EA | 81.63
PETE | 5610315 | 10.522.795 | SWITCH, MICRO, #LSQ-037 10 AMP W/ ACTUATOR ARM ASSY #L2S0683 FOR #2 CONTROL VALVE, PETE 3 TURBINE/EWS #7 STEAM CONTROL STOP VALVES. |  |  | LSQ-037 | 2FA12F7 | 2 | EA | 294
PETE | 5005445 | 10.522.799 | SWITCH, MICRO, STYLE CONTROL PANEL | 204RPBMLO0 | BALL MILL LUBE SYSTEM | BZLN-RH | 4FA3A3 | 1 | EA | 117.86
PETE | 6623589 | 10.522.802 | SWITCH, POSITION OIL RESET SOL. VALVE, SEQ. #89A4, CAT. #154B9793P0004 FORUNIT 3 & 4 TURBINE 170X583 & 170X755. |  |  | 154B9793P0004 | 2FA25E45 | 1 | EA | 55.82
PETE | 5007141 | 10.522.803 | SWITCH, PRESSURE, USE- PETE 4 SO2 DESC- THICK RAKE | 204RDTHDE0 | THICKNER DRIVE MAIN BULL GEAR | E15-H250 | 4FA3E22 | 2 | EA | 86
PETE | 6006816 | 10.522.806 | SWITCH, PRESSURE, L & N #1626-10-WP, USED ON SECONDARY AIR SYSTEM, UNIT 4 COMBUSTION CONTROL SYSTEM. |  |  | 1626-10-WP | 2FA24I10 | 1 | EA | 318
PETE | 5012736 | 10.522.809 | RELAY, OVERLOAD SSOL NEMA SIZE 1 120VAC, C440 (1-5A) | 203MCCFF3A | UNIT 3 BAGHOUSE, 480 VOLT MCC FF-3A, SEC.1/1200 AMP., SEC. 2/8-600 AMP., 65,000 AMP. SHORT CIRCUIT RATING. MAIN INCOMING FROM 480 VOLT SWGR. BUS FF3A, CUBICLE 4B | AN19DN0A5E005 | 4FA2F6 | 1 | EA | 314.8
PETE | 5002528 | 10.522.812 | STARTER, CONTACTOR, 200A, 600VAC, 2-POLE, FOR PETE #4 ENVIRONMENTAL ELEMENTS CO. ELECTROSTATIC PRECIPITATORS. | 204ENPRCP1 | UNIT 4 PRECIPITATOR 4-1 (SOUTH) INCLUDES CONTROLS, TR SETS, VIBRATORS, RAPPERS, DOORS, LOCKS AND HIGH VOLTAGE BUSHINGS. *********CONFINED SPACE SEE NOTES PAGE 6********* | WA75192 | 2FA21B2 | 1 | EA | 2250
PETE | 5401780 | 10.522.813 | STARTER, MAGNETIC, NEMA SIZE 2, 3-PHASE, (120V COIL), FOR PETE #3 & #4 IUCS/CSI SUMP PUMPS, MOTOR CONTROL CENTERS, MACHINE SHOP OVERHEAD CRANE & CLEAR WELL PUMPS. | 203RDCNI00 | SCRUBBER DISPOSAL/WASTE SLURRY SYSTEM INSTRUMENTS AND DEVICES; INCLUDES ALL DISPOSAL SYSTEM MEASURING, INDICATING, RECORDING OR CONTROLLING INSTRUMENTS. | AN16GN0AB | 2FA7H11 | 2 | EA | 1021.12
PETE | 5404959 | 10.522.815 | STARTER, REVERSING, SIZE 1 NEMA, 120V, ALLEN BRADLEY SERIES "K", FOR PETE #3 BOILER WALL SOOTBLOWERS. |  |  | 505BOD | 2FA19J11 | 2 | EA | 3230.12
PETE | 5713487 | 10.522.854 | STEM, FOR NEWCON 12" KNIFE GATE REAR OPERATED, THREAD 1 1/2", 1/3 PITCH, 2/3 LEAD DOUBLE START BV-3, PETE 3 & 4. "DO NOT SUBSTITUTE" | 203AHPGBV3 | MOV-2072, (BV-3) ASH TO POND. LOCATED BY GUARD HOUSE OUTSIDE IN ASH TRENCH | 12403 | 2FA21A2 | 1 | EA | 228
PETE | 5005421 | 10.522.865 | STEM, VALVE, FOR GRACO, MODEL 203-869E, MANUFACTURER PART NO = 160-896 | 204RPBMLO0 | BALL MILL LUBE SYSTEM | 160-896 | 4FA4E7 | 1 | EA | 13
PETE | 5711977 | 10.522.871 | STEM, VALVE, FOR 1" DIAPHRAGM CONTROL VALVE, USED ON PETE #3 & #4 TOP ASH SYSTEMS, AS FURNISHED ON UC PO 54674-4. | 203AHFFD32 | D-32 PRECIP HOPPER AND NUVA FEEDER | SK-190275 | 1FA3E48 | 10 | EA | 213.8
PETE | 6625007 | 10.522.873 | STEM, VALVE, COMBINED REHEAT, LOWER HEAD, VALVES 1 & 2, N-135 MATERIAL, FOR EWS #7 & PETE #2, #3 & #4 G.E. TURBINES, S/N 170 X 457 / 350 / 583 / 755. | 202TH00000 | UNIT 2 HIGH PRESSURE TURBINE | 155B2277P0001 | SB1SA2 | 1 | EA | 98700.07
PETE | 5603995 | 10.522.881 | STEM, PLUG FOR FISHER CONTROL VALVE IN UNIT 4 MFG PART # 1K586935162 | 203AHVY201 | COV-2020-1, 3-1 PYRITE JET PULSION PP SUPPLY VV. | 1K586935162 | 2FA25F13 | 3 | EA | 147.9
PETE | 2902191 | 10.522.950 | TAPE, GASKET, TADPOLE, FIBERGLASS, 2- 1/2" X 1/2" BULB, #1943, FOR PETE #3 & #4 COAL PULVERIZERS SEAL AIR BOOSTER FAN ISOLATION GATE. | 203BFCMSAS | PULVERIZER SEAL AIR SYSTEM | 1943 | 4FA51A2 | 124 | FT | 208.32
PETE | 5713430 | 10.522.961 | TEE, 90 DEG. (1-1 1/2 X 1-1 1/2 X 3FT. 05/8" LG. BRANCH PLAIN ENDED) (14-1/2" OD) LINED W/12" ABRESIST W/ROT. FLGS. (2) RUN ENDS, DWG. #AB-0097A & B FOR | 203AHBGG0A | UNIT 3 (A) BOTTOM ASH HOPPER GRINDER |  | SB1QB11 | 1 | EA | 1069.45
PETE | 5711818 | 10.522.962 | TEE, DRAIN, W/ 2 ROTATING FLANGES, (17 1/2" B.C., 12 HOLES @ 7/8" DIA. & 17" B.C., 12 HOLES @ 7/8" DIA.) & W/ 1 FIXED FLANGE (7 1/2" B.C. 8 HOLES @ 3/4" DIA.), DETAIL "C", ABRESIST LINED TO 12" I.D., AB-0055, FOR PETE #3 BOTTOM ASH SYSTEM. | 203AHPGD00 | WET ASH DISCHARGE PIPING TO ASH POND AND DEWATERING BINS. |  | SB1OC7 | 1 | EA | 2252.15
PETE | 5003643 | 10.522.963 | TEE, FIBERGLASS, 3", BELLED, ABCO P150. | 203RMPGTOA | "A" MODULE TRAPOUT TRAY PIPING AND VALVES. |  | SB3F1B3 | 2 | EA | 82.98
PETE | 5003646 | 10.522.964 | TEE, FIBERGLASS, 8", BELLED, ABCO P150. | 203RMPGTOA | "A" MODULE TRAPOUT TRAY PIPING AND VALVES. |  | SB3F1C2 | 1 | EA | 1826.98
PETE | 5701004 | 10.522.989 | TEE, OUTLET, 9", PETE 2&3 BAGHOUSE, UCC DWG# SK-1830-1. | 203BCOMP01 | UNIT 3 FABRIC FILTER COMPARTMENT #1, CONTAINS 34 ROWS OF 40 FILTER BAGS SUPPORTED ON WIRE CAGES, TOTAL OF 1360 BAGS. BAGS ARE 29.75' LONG, 5" DIAMETER. COMPARTMENTS ARE NUMBERED SO. TO NO., EAST TO WEST, S.E. IS #1, N.E.. IS #2. 2PI-FF-1801 DIFF.PRESS.GA | 170079 | SB1NC2 | 1 | EA | 618
PETE | 5721028 | 10.522.991 | TEE, 9", PT #171200, DWG. SK-1712-37 FOR UCC ECONOMIZER ASH SYS., UNIT #4. |  |  | 171200 | SB1QB8 | 1 | EA | 683
PETE | 5721574 | 10.522.995 | TENSIONER, BELT, V-DRIVE, FOR PETE #3 & #4 FLYASH BLOWER INTERDRIVES. | 203AHFB001 | 3-1 FLY ASH BLOWER ASSEMBLY | SFBB1 | 1FA3A12 | 2 | EA | 577.43
PETE | 5004037 | 10.523.013 | SUCTION LINER, 33", FOR PETE 3 GIW PPS | 203RMRCPA4 | RECYCLE PUMP P1-3-A4 | 02523512 | SB1MB1 | 2 | EA | 16433.37
PETE | 5711947 | 10.523.021 | SUPPORT, REAR CYLINDER, 316 SS, P/N SK-20276 FOR UCC 24" X 24" SLUICE GATE, DWG. #5-2001-82/83, USED ON BOTTOM ASH SYS., UNIT #3. | 203AHBD001 | 3-1 DEWATERING BIN, GATES AND SCREENS |  | SB5A2A2 | 1 | EA | 730
PETE | 5305952 | 10.523.027 | SUPPORT, COAL NOZZLE, PIVOT TIP PIN, FOR PETE #4 LOW NOX BOILER BURNER CONTROLS, DWG. #05474-1E9254. | 204BFCBA00 | A CORNER BURNERS, TILTS, LINKAGE, AND DRIVE UNIT | 902-1390-28 | 1FA6G23 | 8 | EA | 543.91
PETE | 5305958 | 10.523.028 | SUPPORT, COAL NOZZLE, REAR, FOR PETE #3 & #4 BOILER IGNITION SYSTEMS, DWG # 05474-1E9254, REV. 00. | 204BFCBA00 | A CORNER BURNERS, TILTS, LINKAGE, AND DRIVE UNIT | 903-1850-DA | SB1BF4 | 3 | EA | 1158.71
PETE | 5003876 | 10.523.031 | SUPPRESSOR, SURGE, FOR EXIDE, MODEL 130-3-300, USED 4-1/4-2 MANUFACTURER PART NO = 141-923-010 |  |  | 141-923-010 | 2FA14F60 | 3 | EA | 57.6
PETE | 6626227 | 10.523.032 | SUPPRESSOR, SURGE, PT.# 141923023, FOR EXIDE POWER & CONTROL BATTERY CHARGERS, UNIT #4. |  |  |  | 2FA3F3 | 8 | EA | 759.52
PETE | 5012766 | 10.523.033 | SURGE SUPPRESSOR, USED ON FOSTER WHEELER P.J.F.F., (BAGHOUSE) PULSE TIMER CONTROL CABINET. | 203BCOMP01 | UNIT 3 FABRIC FILTER COMPARTMENT #1, CONTAINS 34 ROWS OF 40 FILTER BAGS SUPPORTED ON WIRE CAGES, TOTAL OF 1360 BAGS. BAGS ARE 29.75' LONG, 5" DIAMETER. COMPARTMENTS ARE NUMBERED SO. TO NO., EAST TO WEST, S.E. IS #1, N.E.. IS #2. 2PI-FF-1801 DIFF.PRESS.GA | 300-SRCS2AH | 2FA4F32 | 4 | EA | 165.8
PETE | 5609023 | 10.523.034 | SUPRESSOR, SURGE, (D4), PT #TBW761L FOR RELAY HOUSE BATTERY CHARGER-CAT. #4132, FORM A (MA). |  |  | TBW-761L | 2FA7E7 | 1 | EA | 121.59
PETE | 5608253 | 10.523.045 | SWITCH, PART #44B371203-001, FOR TURBINE SUPV. INST. SYS, PETE #4, S/N 170X755. |  |  | 44B371203-001 | 2FA13E30 | 1 | EA | 40.44
PETE | 5301257 | 10.523.067 | SWITCH, DIFFERENTIAL PRESSURE, FOR BARTON, UNIT 3 MANUFACTURER PART NO = 288A (SAFE WORKING PRESSURE 500 PSIG, DIFF. PRESS. RANGE 0-200" WC SCALE0-6000 SCFM, 2 SWITCHES FORGED BRASS BELLOWS STD. BERILLUM COPPER MOUNTINGUNIVERSAL.) | 203BSCN000 | UNIT 3 SOOTBLOWER CONTROLS | 288A | 2FA16G9 | 1 | EA | 3156.68
PETE | 5307781 | 10.523.073 | SWITCH, GE LIMIT, P/N CR115B402, 4-1 AND 4-2 INDUCED DRAFT FAN MOTOR SPEEDCHANGERS. |  |  |  | 2FA25E19 | 1 | EA | 51.3
PETE | 6623600 | 10.523.081 | SWITCH, LIMIT, LIMIT SW ASM TRIP/RESET, SEQ. #89B2, CAT. #U406X000P0012 FOR UNIT 3 & 4 TURBINES 170X583 & 170X755 |  |  |  | 2FA2A3 | 1 | EA | 218
PETE | 5007158 | 10.523.083 | SWITCH, LIQIUD LEVEL, FOR IMO DELAVAL, MODEL STD25GPM FAN , USED PETE 4 MANUFACTURER PART NO = 3956B30H028 | 204RFBFLO1 | 4-1 BOOSTER FAN LUBE OIL SYSTEM | 3956B30H028 | 4FA2E29 | 1 | EA | 240.53
PETE | 5610076 | 10.523.099 | SWITCH, PRESSURE, MERCOID CORP. TYPE P7230-2, SN #3D121148 , R4A, 115VAC/10A, 230VAC/5A ,440VAC/3A, 0-34 PSI,P/N DA 31-2. IN PRESS. CONTROL SETTING 0-34 LBS, P/N DA31-2, RA P/N DA31-2, RANGE 4. |  |  |  | 2FA7B3 | 1 | EA | 179
PETE | 5610085 | 10.523.100 | SWITCH, PRESSURE, P/N J400-453-1520, WITH ADJUSTABLE RANGE, ADJUSTABLE DEADBAND, 15 AMP SPDT RELAY. |  |  |  | 2FA7C2 | 1 | EA | 260
PETE | 5301692 | 10.523.106 | SWITCH, REVERSE CONTROL, FOR ABB COMBUSTION ENG SCVS, MODEL MK-IIE, UNIT 4MANUFACTURER PART NO = 62450 |  |  |  | 2FA19B4 | 1 | EA | 212
PETE | 7901530 | 10.523.115 | THERMOSTAT, HEAVYDUTY-COOLING (CLOSE ONR ISE) , 120 VAC USED AT PETE FOR COOLING FANS. | 204RBVF408 | FGD PUMP HOUSE VENT FAN. F408 | 179-1 | 1FA6D6 | 1 | EA | 50.05
PETE | 5015301 | 10.523.116 | ADJUSTABLE CONTROL THERMOSTAT FOR HEAT TRACE USED ON PETE 1-2-3-4 SBS, UNIT 3 BOOSTER FAN LUBE OIL SYSTEM AND OTHER SYSTEMS INSTALLED AT PETE AFTER 1/1/2014. | 203RFBHTTR | UNIT 3 SCRUBBER BOOSTER FANS HEAT TRACE CONTROL PANEL. 23 CIRCUITS. OPERATING INSTRUCTIONS ARE COPIED TO THE NOTES. | E4X/7-35235JB | SB3A1A4 | 2 | EA | 750
PETE | 7901564 | 10.523.121 | THERMOSTAT, SINGLE POLE, INTERNAL MOUNT FOR UNIT HEATERS, 40 DEG, F-85, DEG F RANGE, CHROMALOX #MT-1 USED FOR PETE PLANT HEATING. | 204RBBHCSI | CSI BUILDING HEATERS | MT1 | 2FA23H23 | 2 | EA | 236.34
PETE | 5005618 | 10.523.129 | THROATBUSH, PUMP, HIGH CHROME, FOR PETE #4 SCRUBBER QUENCHER & ABSORBER FEED PUMPS, 18 X 20 X 38, WARMAN MODEL 450STL. | 204RMQFPA1 | P-402A-1 QUENCHER PUMP | TL45083MA49 | SB3Q1A1 | 6 | EA | 48193.72
PETE | 5301090 | 10.523.142 | TIGHTENER, CHAIN, FOR COPES-VULCAN, MODEL MK-II, UNIT PETE 3. | 203BSSBL01 | L-1 LONG RETRACT T 30 MARK 2 | 031317 | 1FA3G1 | 1 | EA | 384.05
PETE | 5706076 | 10.523.144 | TIMER | 204RWDCS01 | IUCS/CSI ROTO-CLONE DUST COLLECTION SYSTEM FOR DUST COLLECTION OF CO-5A & CO-5B PUG MILL DUST COLLECTION ( NEW SYSTEM AT IUCS/CSI SEPT. 2018) | AEI-5245394 | 2FA5F15 | 1 | EA | 116
PETE | 5605851 | 10.523.147 | TIMER, 2-20 MIN, 120V/60HZ, FOR AUTO TIMING & CONTROLS, MODEL UNIT 3, SYSTEM ASH MANUFACTURER PART NO = 322B |  |  |  | 2FA25A6 | 1 | EA | 56.75
PETE | 5002793 | 10.523.148 | TIMER, CYCLE, 2 MINUTE, WITH 1 1/3 RPM MOTOR, 115V 16 POLE & 3/8 TO 1 RATIO GEAR, USED ON PETE #4 PRECIPITATOR TOP ASH SYSTEM, CRAMER MFG MODEL #540. | 204AHFFA01 | A-1 PRECIP HOPPER AND NUVA FEEDERR ** SEE EQUIPMENT NOTES PAGE 6 ** NUCLEAR DENSITY GAGE ATTACHED TO HOPPER ** | 16 POLE | 2FA8A25 | 2 | EA | 1212
PETE | 6623673 | 10.523.151 | TIMER, SPARES, SEQ. #89MB, CAT. #U6014AEXP0003 FOR UNIT 4 TURBINE 170X755. |  |  |  | 2FA25F44 | 1 | EA | 168
PETE | 5301669 | 10.523.153 | TIMER, DUO-DELAY 21, FOR ABB CONBUSTION ENG SVCS, MODEL SOOTBLOWER CONTROLPANEL, UNIT 3&4 MANUFACTURER PART NO = 94455/60375 |  |  | 94455/60375 | 2FA19G4 | 1 | EA | 121.81
PETE | 5216634 | 10.523.154 | TIMER, ON DELAY (1.5 - 15 SEC.), ATC CAT #651-8-3000 FOR MODEL ARP 10-60-917, S/N 505462/463 DIAUTOMATIC FILTER SYS ON UNIT 4 CONDENSATE POLISHING SYS. |  |  | 651-8-3000 | 2FA23D1 | 2 | EA | 609.6
PETE | 5605220 | 10.523.158 | TIMER, AGASTAT 120VAC, T.D.D.O., 6-60 MIN. #7022A1 FOR PETE #4 BOTTOM ASH CONTROL SYSTEM - ASH HANDLING. |  |  | 7022A1 | 2FA23D21 | 1 | EA | 133.55
PETE | 5605852 | 10.523.159 | TIMER, 8-60 MIN, 120V/60HZ, FOR AUTO, TIMING & CONTROLS, MODEL UNIT 3, SYSTEM ASH SYSTEM MANUFACTURER PART NO = 322B017A12CS |  |  | 322B017A12CS | 2FA25H5 | 2 | EA | 151.2
PETE | 5706482 | 10.523.160 | TIMER, BOARD, FOR PETE #3 IUCS/CSI FLYASH SILO BAGHOUSE, UCC CONTRACT #X-M01. | 203AHFSDC0 | UNIT 3 FLYASH SILO DUST COLLECTOR *** CONFINED SPACE ENTRY *** | 907986 | 2FA6A2 | 1 | EA | 712
PETE | 6623674 | 10.523.164 | TIMER, SPARES, SEQ. #89MD, CAT. #U6014AFXP0003 FOR UNIT 4 TURBINE 170X755. |  |  | U6014AFXP0003 | 2FA25F44 | 1 | EA | 773.1
PETE | 5002551 | 10.523.166 | TIMER, RAPPER CONTROL PANEL, FOR EAGLE SIGNAL, MODEL UNIT 4, SYSTEM PRECIPITATOR MANUFACTURER PART NO = MP4A607 |  |  | RR1319 | 2FA21C10 | 1 | EA | 283.1
PETE | 5605203 | 10.523.167 | TIMER, 0-30 MIN, 120V/60HZ, FOR EAGLE SIGNAL, MODEL UNIT 3, SYSTEM LUBRICATOR MANUFACTURER PART NO = HP55A6 | 203RPBMLO0 | BALL MILL LUBE SYSTEM M2-3 | HP55A6 | 2FA8A2 | 1 | EA | 187
PETE | 5305964 | 10.523.173 | TIP, BURNER, FOR CCOFA DAMPERS (A & C CORNERS / ELEVATION 1), USED ON PETE #4 ABB C-E SVCS. LOW NOX BOILER. | 204BFCB000 | UNIT 4 COAL PIPING AND BURNERS | IG03538-FA | SB1PB7 | 2 | EA | 10200.76
PETE | 5402064 | 10.523.178 | TIP, STATIONARY CONTACT FOR G.E. POWER CIRCUIT BREAKER 206B4913 ON PETE 3 & 4. |  |  | 5306170G1 | 2FA7F21 | 3 | EA | 234.9
PETE | 5305560 | 10.523.182 | TIP, NOZZLE, 3 PC. AIRTIP ASSEMBLY, SOFA #1 & #3, 309SS, FOR PETE #2 ABB C-E SVCS. BOILER FUEL BURNERS. | 202BFCBA00 | A CORNER BURNERS, TILTS, LINKAGE, AND DRIVE UNIT | IG00874-A | SB1PC3 | 12 | EA | 42165
PETE | 5304806 | 10.523.185 | TIP, ADJUSTABLE AIR NOZZLE, 309SS, FOR COMPARTMENT #7, USED ON PETE #3 ABB C-E SVCS. BOILER IGNITION SYSTEM. | 203BFCBA00 | A CORNER BURNERS, TILTS, LINKAGE, AND DRIVE UNIT | 937-883-U6-FA | SB1PD11 | 8 | EA | 16583.04
PETE | 5304871 | 10.523.186 | TIP, ADJUSTABLE AIR NOZZLE, (GAS), 309 SS, FOR COMPARTMENT #4, USED ON PETE #3 & #4 ABB C-E SVCS. BOILER IGNITION SYSTEMS. | 203BFCBA00 | A CORNER BURNERS, TILTS, LINKAGE, AND DRIVE UNIT | 937-886-M6-FA | SB1PD10 | 13 | EA | 35875.86
PETE | 5305993 | 10.523.194 | SPARK TIP, IGNITOR, 6" ROD, HEI EXCITER, FOR LIGHT OIL, USED ON HTP #6 & PETE #1, #2 & #4 ABB C-E SVCS. BOILER IGNITION SYSTEMS. | 201BFIGLOW | OIL GUN IGNITORS LOWER LEVEL X INCLUDES A,B,C AND D CORNERS | 75-HEI-03 | 1FA6E32 | 2 | EA | 711.2
PETE | 5008030 | 10.523.195 | CAULKING TOOL REBUILD KIT, PNEUMATIC. | 203RWVFFL1 | FL-1 VACUUM FILTER ***CONFINED SPACE ENTRY*** ***SEE NOTES PAGE 6*** | P009012-009-112-110 | 2FA19A29 | 2 | LT | 350
PETE | 5610250 | 10.523.213 | SWITCH, MERCOID PRESSURE, DAW 23-2-10S, 25-600 PSI, TYPE 403 SS BOURDON TUBE WATERTIGHT NEMA ENCLOSURE, #3 OIL SYSTEM. | 201BSCN000 | UNIT 1 SOOTBLOWER CONTROLS | DAW-23-2-10S 25-600 PSI | 2FA7G1 | 2 | EA | 1548.38
PETE | 5007122 | 10.523.218 | SWITCH, PRESSURE CONTROL, CLASS 9012, RANGE 20-1000 PSI, ADJ. DIFF. 59-200, MAX PRESS. 10000 PSIG, FOR PETE #4 SCRUBBER LIMESTONE BALL MILL HYDRAULIC LIFT ASSEMBLY. |  |  | GCW-1 | 4FA3A1 | 1 | EA | 688.41
PETE | 5721100 | 10.523.227 | SWITCH, PRESSURE, ALLEN BRADLEY CAT. #836T-T253J, SERIES-A FOR PETE #4 BOTTOM ASH SYS CONTROLS. | 203AHCN000 | SUBSYSTEM FOR UNIT 3 ASH SYSTEM INSTRUMENTS AND CONTROLS AND ALL ASSOCIATED EQUIPMENT | 836T-T253J | 2FA21C5 | 1 | EA | 105.2
PETE | 5721101 | 10.523.229 | SWITCH, PRESSURE, U.E.C. TYPE J6, MODEL 12779, RANGE10-100 PSI AND MODEL 12237, RANGE 0-50 PSI, U.C.C. 8314, DIFF'L. 2-7 PSI (FLY ASH BLOWER) FOR PETE #4 BOTTOM ASH SYSTEM CONTROLS SYSTEM CONTROLS. | 204AHTKPH0 | UNIT 4 PYRITE HOLDING OR TRANSFER TANK. | 353302-14 | 2FA24C14 | 2 | EA | 354.06
PETE | 5601709 | 10.523.236 | PUSHBUTTON, GREEN, LIGHTED, FOR FURNACE SAFEGUARD SUPERVISORY SYS, MASTER SPECIALTIES, UNIT PETE 3 MANUFACTURER PART NO = 10EA1C1F53L (G) NIRI. |  |  | 10EA1C1F3J3 (G) NIRI | 2FA15E5 | 1 | EA | 227
PETE | 5601710 | 10.523.239 | PUSHBUTTON, WHITE, LIGHTED, FOR FURANCE SAFEGUARD SUPERVISORY SYS, MASTER SPECIALTIES, UNIT PETE 3 MANUFACTURER PART NO = 10EA1C1F3J3 (W) NIRI |  |  | 10EA1C1F3J3 (W) NIRI | 2FA15E5 | 1 | EA | 227
PETE | 5012641 | 10.523.241 | SWITCH, LIMIT, 20 AMP @ 125 VAC. C.C.W OPERATION, DOUBLE POLE, 2-N.O. & 2-N.C. BUTT CONTACTS, ROCKER TYPE, USED ON FOSTER WHEELER P.J.F.F. (BAGHOUSE) INLET DAMPER, CLOSE LIMIT. | 203BA3101Y | UNIT 3 FABRIC FILTER - COMPARTMENT 1, INLET DAMPER, ,EFFOX LOUVER DAMPER, 3BA3101Y; 3ZS-BA-3101O-OPEN LIMIT SW. 3ZS-BA-3101C-CLOSE LIMIT SW. 3SV-BA-3101O-OPEN SOV 3SV-BA-3101C-CLOSE SOV NORGREN 10 X 12 CYLINDER PART #'S LISTED IN NOTES | EA170-32100 | 2FA4C29 | 3 | EA | 927.48
PETE | 4005073 | 10.523.242 | SWITCH, SAFETY PULL, SINGLE END, LEFT SIDE, FOR CONVEYOR CONTROLS, USED ON PETE #3 & #4 IUCS/CSI & DEWATERING CONVEYORS. (DO NOT SUBSTITUTE) | 266CA02ACB | 2A COAL CONVEYOR BELT *** SEE EQUIPMENT NOTES PAGE #6 *** * CUTTING & WELDING PERMIT REQUIRED * | AFU0333-50 | 2FA11C30 | 2 | EA | 3155.16
PETE | 5305406 | 10.523.244 | SELECTOR SWITCH, TWO POSTION, 5 POS FLANGE, KEY 12, FOR PETE 1,2,3,4 IGNITOR CONTROL CABINET. | 203BFOS000 | UNIT 3 BOILER IGNITION SYSTEM | P9B11VN | 2FA25G27 | 10 | EA | 950
PETE | 6626305 | 10.523.245 | SWITCH, SELECTOR, FOR ALTERREX WATER COOLER, USED ON PETE #3 G.E. TURBINE GENERATOR, S/N 170 X 583. | 202AHCN000 | SUBSYSTEM FOR UNIT 2 ASH SYSTEM INSTRUMENTS AND CONTROLS AND ALL ASSOCIATED EQUIPMENT | CR2940US203E | 2FA3E14 | 1 | EA | 189.35
PETE | 5305985 | 10.523.247 | SWITCH, IGNITOR, SELECTOR, ITEM #LC08 (A), FOR IGNITOR CONTROL CABINET, USED ON PETE #3 BOILER IGNITION SYSTEM. | 203BFIGL01 | LEVEL 1/2 IGNITORS INCLUDES A,B,C AND D CORNERS | 2690-491-08 | 1FA6F6 | 3 | EA | 525
PETE | 5012758 | 10.523.249 | SWITCH, SELECTOR W/SPECIAL KNOB, BLACK, NON-ILLUMINATED, FOR USE WITH EATON 10250T SERIES SWITCHES, USED IN FREEDOM 2100 MCC, PETE SBS & PETE 2&3 BAGHOUSE MCC'S. | 203MCCFF3A | UNIT 3 BAGHOUSE, 480 VOLT MCC FF-3A, SEC.1/1200 AMP., SEC. 2/8-600 AMP., 65,000 AMP. SHORT CIRCUIT RATING. MAIN INCOMING FROM 480 VOLT SWGR. BUS FF3A, CUBICLE 4B | 10250ED12653 | 2FA21F28 | 2 | EA | 47.82
PETE | 5003744 | 10.523.253 | SWITCH, P# 15-171-186-010, ITEM #211, FIG. #7 FOR SIEMENS-ALLIS 480V SWITCHGEAR LA-600, 600A, S/N'S S-84429A7 & S-84429D5, UNIT #3 SO2. | 203RMMX00B | A1-3-B RECYCLE TANK AGITATOR. INCLUDES MOTOR, GEARBOX, SHAFT, MIXER BLADES AND CONTROLS. | 15-171-186-010 | 1FA5F24 | 2 | EA | 22.46
PETE | 5610340 | 10.523.255 | SWITCH, TEMPERATURE, MERCOID TYPE DA-38-156-8, CAT. #DA38, 250-380 F,A-HOOD TURBINE EXHAUST.PETE 3 AND EWS 7 EXHAUST HOOD TEMP. SWITCH #4. |  |  | DA-38-156-8 | 2FA2H2 | 1 | EA | 1284.95
PETE | 5706812 | 10.523.257 | SWITCH, TEMPERATURE, 100-400 DEG F, USED ON PIN PADDLE MIXER/UNLOADER FLUIDIZING BLOWERS. | 203AHFBS01 | 3-1 SILO FLUIDIZING BLOWER | 340916-2 | 2FA6B21 | 1 | EA | 556
PETE | 5013403 | 10.523.258 | SWITCH, TEMPERATURE, USED ON BOOSTER FANS, PETE UNIT 4 FGD, LUBE OIL SYSTEM, DWG# 23999S1, S/N P208305. | 204RFBF001 | 4-1 BOOSTER FAN, WHEEL & BEARINGS *** CONFINED SPACE ENTRY *** SEE NOTES PAGE 6 *** | THR-L2S-10X | 1FA11D13 | 1 | EA | 960
PETE | 5004706 | 10.523.260 | SWITCH, LIQUID LEVEL, TUFFY, SPDT CONTACTS, NEMA 4X/7/9 ENCLOSURE, 2" NPT MOUNTING CONN., 650 DEG F MAX TEMPERATURE, 75" NPT ELECTRICAL CONNECTION, FM APPROVED, ALUMINUM HOUSING, FOR PETE 2 & 3. | 203RFBFLO1 | 3-1 BOOSTER FAN LUBE OIL SYSTEM | T31-002N-B0A | 2FA1C16 | 1 | EA | 940
PETE | 5701793 | 10.523.267 | SWITCH, TOGGLE, ON-NONE-ON OPERATION, DPDT CIRCUITRY, 10A, 250 VAC, 15A, 125 VAC, 120-240V, PANEL MOUNT, 3-TERMINAL W/ SCREW CONNECTORS. | 203RWBSWFR | WS-1A BELT SCALE(CO-1A) INCLUDES ELECTRONICS, WEIGHBRIDGE AND CONTROLS. | 7803K33 | 1FA5F28 | 5 | EA | 57.4
PETE | 5607537 | 10.523.268 | SWITCH, TOGGLE, 4 POLE, 600 VAC SOOTBLOWERS,PETE 3 |  |  | 0140-4023 | 2FA15A17 | 4 | EA | 34.32
PETE | 5004388 | 10.523.274 | SWITCH, VACUUM, ASSY, FOR ARMCO AUTOMETRICS, MODEL PSM400, STYLE MONITOR MANUFACTURER PART NO = 380009/1, S/N 4069 | 203RPPSM00 | UNIT #3 BALLMILL PARTICLE SIZE MONITOR DENSITY AND GRIND SIZE DEVICE AND TRANSMITTER. | 380009B0 | 2FA16F37 | 2 | EA | 440.76
PETE | 5004252 | 10.523.276 | SWITCH, ZERO SPEED, FOR PETE #3 & #4 SCRUBBER LIMESTONE CONVEYOR MAGNETIC SEPARATOR, MODEL A35689. | 204RPCVBM0 | LIMESTONE CONVEYOR MAGNETIC SEPERATOR | PMAM-1 | 2FA19I13 | 1 | EA | 1241
PETE | 5012693 | 10.523.277 | SWITCH, 2 POSTION MAINTAINED , USED ON PETE UNITS 2 & 3 BAGHOUSE ASH SYSTEM FILTER/SEPERATOR CONTROL PANEL | 203BCOMP01 | UNIT 3 FABRIC FILTER COMPARTMENT #1, CONTAINS 34 ROWS OF 40 FILTER BAGS SUPPORTED ON WIRE CAGES, TOTAL OF 1360 BAGS. BAGS ARE 29.75' LONG, 5" DIAMETER. COMPARTMENTS ARE NUMBERED SO. TO NO., EAST TO WEST, S.E. IS #1, N.E.. IS #2. 2PI-FF-1801 DIFF.PRESS.GA | 800H-HR2A | 2FA21E46 | 1 | EA | 96.51
PETE | 5610254 | 10.523.282 | SWITCH, FLOAT, SUMP PUMP, WITH ONE SET OF N.O. & N.C. CONTACTS AND 40 FT. OF CABLE. CONSOLIDATED ELECTRIC #LSC4. USED IN ALL SUMP PITS AT PETERSBURG. | 203RDCNI00 | SCRUBBER DISPOSAL/WASTE SLURRY SYSTEM INSTRUMENTS AND DEVICES; INCLUDES ALL DISPOSAL SYSTEM MEASURING, INDICATING, RECORDING OR CONTROLLING INSTRUMENTS. | S40NONC | 2FA7I1 | 5 | EA | 329.2
PETE | 5706784 | 10.523.285 | SWITCH, RAIL, DIN RAIL, USED IN THE PIN PADDLE MIXER/UNLOADERS CONTROL PANELS. | 203AHFU031 | 3-1 ROTARY DUSTLESS UNLOADER | SPIDER 5TX | 2FA6E38 | 1 | EA | 135.71
PETE | 5304133 | 10.523.288 | SWIVEL, JOINT, 90 DEG. ELBOW, O.P.W. STYLE 60, SERIES #3200 CAST STEEL 1" PIPE THREAD FEMALE, P/N 3260 FOR #2 BOILER OIL GUNS (DO NOT SUBSTITUTE) |  |  |  | 1FA6B13 | 2 | EA | 314.02
PETE | 5404948 | 10.523.307 | TRANSFORMER, CONTROL, 100VA, 460V PRIMARY AND 120V SECONDARY SIEMENS-ALLISCHALMERS TYPE 25-204-135-008 | 204RE00000 | UNIT 4 SCRUBBER ELECTRICAL SYSTEM | 25-204-135-008 | 2FA21A19 | 0 | EA | 0
PETE | 5617354 | 10.523.308 | TRANSFORMER, CONTROL, 100VA, 460V PRIMARY AND 120V SECONDARY MARLEY TYPE 9546-000-1 | 203RW00000 | UNIT 3 SCRUBBER WASTE SYSTEM (IUCS) | 35-1010 | 2FA23G25 | 1 | EA | 72.53
PETE | 5002019 | 10.523.310 | TRANSFORMER, CONTROL, 500 VA: 220/440, 230/460, 240/480 V: 110, 115, 120 V; 50/60 Hz, USED ON PETE 3&4 ASH SILO FLUIDIZING AIR HEATERS. | 203RWFA000 | UNIT #3 FLYASH SILO INCLUDES SILO AND ALL ASSOCIATED EQUIPMENT BLOWERS, FEEDERS AND EQUIPMENT.. | 9070TF500D1 | 2FA8D12 | 2 | EA | 647.52
PETE | 5007325 | 10.523.312 | TRANSFORMER, CURRENT 1200/5 BP120 PT #0144D2654G011 FOR SWITCHGEAR, 4160 VOLT MODEL 0315A1149-001 RC #190-2256 SEQ #12 PETE 4 SO2. |  |  | 0144D2654G011 | 4FA3H15 | 1 | EA | 419.73
PETE | 5007322 | 10.523.313 | TRANSFORMER, CURRENT 150/5 BP015 PT #144D2654G002 FOR SWITCHGEAR, 4160 VOLT MODEL #0315A1149-001 RC # 190-2256 SEQ #9 PETE 4 SO2. |  |  | 0144D2654G002 | 4FA3G14 | 3 | EA | 1259.19
PETE | 5404945 | 10.523.314 | TRANSFORMER, CURRENT, 300/5A, SIZE 5, P/N 13-235-918-001 FOR PETE #4, CSI,SIEMENS ALLIS MCC'S MARQ 21, REF. #09-1467-52161. | 204RE00000 | UNIT 4 SCRUBBER ELECTRICAL SYSTEM | 13-235-918-001 | 2FA21E28 | 3 | EA | 777.6
PETE | 5002540 | 10.523.317 | TRANSFORMER, CURRENT, EEC PT #WA75073 (FOR 750 MA T/R), (T2), DWG. #420076D805, UNIT #4 PRECIPITATOR. | 204ENPRCP1 | UNIT 4 PRECIPITATOR 4-1 (SOUTH) INCLUDES CONTROLS, TR SETS, VIBRATORS, RAPPERS, DOORS, LOCKS AND HIGH VOLTAGE BUSHINGS. *********CONFINED SPACE SEE NOTES PAGE 6********* | WA75073 | 2FA21D7 | 2 | EA | 273.64
PETE | 5012613 | 10.523.324 | POWER TRANSFORMER, PRI: 380, 480, 575/SEC: 240V, 480V, W/CT, USED ON UNIT 4, 2014 E.S.P. UPGRADE. | 204ENP0000 | UNIT 4 PRECIPITATORS (PARENT) INCLUDES CONTROLS, TR SETS, VIBRATORS, RAPPERS, DOORS, LOCKS AND HIGH VOLTAGE BUSHINGS. *********CONFINED SPACE SEE NOTES PAGE 6********* | 106085 | 2FA21I29 | 1 | EA | 1900
PETE | 5721630 | 10.523.328 | TRANSFORMER, RATIO 20:5, FOR DRIVE ASSEMBLY, USED ON PETE #3 BOTTOM ASH GRINDERS. |  |  | 42193-3 | 1FA3E66 | 2 | EA | 122.6
PETE | 5002986 | 10.523.329 | TRANSFORMER/RECTIFIER, SINGLE PHASE, 60 HERTZ, RECTIFIER FULL WAVE AVERAGED.C. OUTPUT, 750 MA, 55,000 VOLTS, PIV 92,500, STYLE FAA6780, TRANSFORMER 58.9 KVA, L.V. 460, M.V. 65,450, PRIMARY 128.1 AMPS, FULL LOAD CONTINUOUSLY, 45 D | 204ENPRCP1 | UNIT 4 PRECIPITATOR 4-1 (SOUTH) INCLUDES CONTROLS, TR SETS, VIBRATORS, RAPPERS, DOORS, LOCKS AND HIGH VOLTAGE BUSHINGS. *********CONFINED SPACE SEE NOTES PAGE 6********* | FAA6780 | SB3B | 0 | EA | 0
PETE | 7901558 | 10.523.338 | TRANSFORMER, 480 PRIMARY VOLTS/24 SECONDARY VOLTS, USED ON CHROMALOX UNIT HEATERS IN PETE PLANT & SCRUBBER. | 203RBBHIU0 | IUCS BUILDING HEATERS | 5814-0003-002 | 2FA23H21 | 2 | EA | 132.68
PETE | 5601130 | 10.523.347 | TRANSMITTER, 20MA POSITON S4 USED ON MDBFP 4-2 GEARED VARIABLE SPEED COUPLING, PETE #4. |  |  |  | 2FA20J13 | 2 | EA | 2103.34
PETE | 6001977 | 10.523.364 | TRANSMITTER, FLOW, DIFFERENTIAL PRESSURE, RANGE (0" TO +1000" H2O), LCD DISPLAY, 4500 PSI MAX, OUTPUT 4-20MA, W/ DIGITAL SIGNAL BASED ON HART PROTOCOL, EXPLOSION PROOF, ROSEMOUNT MODEL 3051CD3. | 202AHSWP01 | 2-1 ASH SLUICE PUMP | 3051CD3A02A1AH2E5M5Q4DOP9Q4 | 2FA2H6 | 1 | EA | 2709.37
PETE | 5602031 | 10.523.366 | TRANSMITTER, FLOW, CAMMS, CONTROLLER FOR MILL AIR FLOW,TYPE E THERMOCOUPLE, 24V AC PWR, 4 ANALOG OUTPUTS 4-20ma, FIRMWARE VERSION 5.37a, CPU BRD 10603400-1, I/O BRD 10603500-1, TCP/IP INTERFACE 10604200-0, TCP/IP BRD, 10539900 FOR PETE 2. | 202BFCMC00 | UNIT 2 BOILER FUEL SYSTEM CONTROLS (PULVERIZERS): INCLUDES ALL PULVERIZER CONTROLS: SECOAL AND FEEDERS NOT INCLUDED: | 85580 | 4FA1D3 | 0 | EA | 0
PETE | 5004377 | 10.523.369 | TRANSMITTER, COMPLETE, 2-WIRE W/ DIGITAL DISPLAY & PIPE MOUNT, FOR PETE SCRUBBERS PH INSTRUMENT CONTROLS, ROSEMOUNT ANALYTICAL MODEL. | 203RIFGDI0 | UNIT #3 FGD INSTRUMENTS(PH, FLOWS, TEMP, PRESS. VIBRATION, ETC. | XMT-P-HT-11-60 W/ 23820-00 | 2FA23I2 | 1 | EA | 2599
PETE | 6011092 | 10.523.370 | TRANSMITTER, LEVEL, ENDRESS & HAUSER #FMU860R1E2B1, SINGLE CHANNEL, NEMA 4ENCLOSURE, 120 VAC POWER, W/STANDARD 4-20 MADE OUTPUT CHANGED TO 0-5 VDC BY 250 OHM RESISTOR. |  |  | FMU86OR1E2B1 | 1FA1B37 | 1 | EA | 1265
PETE | 5607495 | 10.523.371 | TRANSMITTER, LEVEL, 900 INCHES (75') LEVELFLEX M, MICROWAVE, UNIT #3 & #4 FLY ASH SILO |  |  | FMP40-ABD2GNJG21CA | 4FA57A1 | 1 | EA | 2060
PETE | 6001403 | 10.523.378 | TRANSMITTER, PRESSURE, 0-6000 PSI, 4-20MA, MWP 6000 PSI, ROSEMOUNT UNILOC, 45VDC MAX, FOR PETE #2 BFP DISCHARGE LINE & #3 BOILER CONTROLS. |  |  | 1151GP0E52B1 | 2FA17G15 | 1 | EA | 1599
PETE | 5007642 | 10.523.383 | TRANSMITTER, PRESSURE RESEARCH COTTRELL, UNIT PETE 4 MANUFACTURER PART NO = 1151GP-3E23-M1-B2 | 203RIFGDI0 | UNIT #3 FGD INSTRUMENTS(PH, FLOWS, TEMP, PRESS. VIBRATION, ETC. | 1151GP-3E23-M1- | 2FA19J12 | 0 | EA | 0
PETE | 5006852 | 10.523.387 | TRANSMITTER, TEMPERATURE, NON-ISOLATED, PROGRAMMABLE, RTD/TC, OUTPUT 4-20MA, 10-42DC, MOORE INDUSTRIES MODEL TRX/PRC/4-20MA/10-42DC(HPP). | 204RFBFM01 | UNIT 4 BOOSTER FAN MOTOR. (4-1) INCLUDES MOTOR AND CONTROLS. | TRX/PRG/4-20MA/8-42DC(HPP) (2-24) | 2FA19A14 | 1 | EA | 563.2
PETE | 6001021 | 10.523.390 | TRANSMITTER, VEGAPULS 64, ANTENNA- THREAD W/ INTEGRATED HORN, 1 1/2" NPT, PN20, ASME B1.20.1/316L, 4-20 MA/HART, ALUMINUM SINGLE CHAMBER HOUSING, MOUNTED PLICSCOM LOCAL DISPLAY | 245HDXT000 | GYPSUM HEADWORKS TANK, INCLUDES THE CONCRETE DECANT STRUCTURE AND TRUCK LOADING PADS. | PS6X-222 BYT | 2FA9G22 | 2 | EA | 9923.81
PETE | 3904856 | 10.523.396 | TRAP, STEAM, SIZE- 3/4, YARWAY SERIES 29, FOR PETE 3 PLANT HEATERS. | 201BSPG000 | UNIT 1 SOOTBLOWER PIPING AND VALVES | 29 | 1FA10G38 | 2 | EA | 619.79
PETE | 3904851 | 10.523.397 | TRAP, STEAM, SIZE- 3/8. | 203BFBG001 | 3-1 PULVERIZER BLAST GATE (ALSO CALLED P GATE) INCLUDES GATE, SOLENOID, SWITCH, AND CYLINDERS. | 970633-01 | 1FA10F38 | 5 | EA | 1309.56
PETE | 5607472 | 10.523.402 | TRAIC, ASSY. (SINGLE POWER) C-V P/N 133287 FOR SOOT BLOWER CONTROL PANEL (TSDGC) C-V JOB #7330- 31396 PETE #3. |  |  | 133287 | 2FA15A10 | 1 | EA | 329.58
PETE | 7901561 | 10.523.430 | THERMASTAT KIT-MT2 S.T.D.P. USED ON CHROMALOX UNIT HEATERS IN PETE PLANT &SCRUBBERS. | 203RBBHTH0 | THICKNER BUILDING HEATERS | MT2 | 2FA23H22 | 2 | EA | 194.02
PETE | 6623391 | 10.523.438 | THERMOCOUPLE, T-3 BEARING JOURNAL, SEQ. #062B, FOR PETE #3 G.E. TURBINE-GENERATOR S/N 170 X 583. |  |  | U252E097U0058 | 2FA12E7 | 1 | EA | 274.53
PETE | 6623398 | 10.523.439 | THERMOCOUPLE, TCD BEARING METAL ALTERNATOR, SEQ. #9535, FOR PETE #3 G.E. TURBINE-GENERATOR S/N 170 X 583. |  |  | U252E006U0070 | 2FA12F13 | 1 | EA | 266.97
PETE | 6623498 | 10.523.441 | THERMOCOUPLE, BEARING DRAIN, T2, T3, T6, T7 & T8, SEQ. #062N, FOR PETE #3 G.E. TURBINE, S/N 170 X 583. |  |  | U252E18U0060 | 2FA12E18 | 1 | EA | 325.14
PETE | 6623580 | 10.523.443 | THERMOCOUPLE, HP SHELL, UPPER EX. CHAMBER, SEQ. #6425, LOWER EX. CHAMBER SEQ. #6433, UPPER X-OVER CHAMBER, SEQ. #6434, LOWER X-OVER CHAMBER, SEQ. #6435, FOR PETE #4 G.E. TURBINE, 170 X 755. |  |  | U252E229U0185 | 4FA3F3 | 1 | EA | 88
PETE | 6623584 | 10.523.444 | THERMOCOUPLE, CV EXTL CHEST CASING 1NR, SEQ. #7289, CAT. #U252E193G0190 FOR UNIT #4, TURBINE 170X755. |  |  | U252E193G0190 | 4FA3F1 | 1 | EA | 406.07
PETE | 6001933 | 10.523.461 | THERMOCOUPLE, TYPE E, MINCO SPECIAL DESIGN: SENSOR TYPE 3 TC 2192-E-U-40-T-77 DIM. A=101MM B=1500MM C=205MM D=254MM BEARING 8/9 PT #MM0013003 USED ON VIBRATION MONITORS FOR 4-2 MOTOR DRIVEN BOILER FEED PUMP HYD FEED PUMP |  |  |  | 2FA21G34 | 1 | EA | 998.94
PETE | 6001934 | 10.523.465 | THERMOCOUPLE, TYPE 3, MINCO TC2192-E-U-220-T-10 DIM. A=560MM BEARING 10 PT#MM0013004 USED ON VIBRATION MONITORS FOR 4-2 MOTOR DRIVEN BOILER FEED PUMP HYDRAULIC COUPLING. |  |  | MM0013004 | 2FA20A13 | 1 | EA | 657
PETE | 5007156 | 10.523.466 | THERMOCOUPLE, ASSY., W/ NIPPLE & PIPE COUPLING, FOR PETE #3 & #4 SCRUBBER REHEAT FANS, HOWDEN SIROCCO INC. MODEL 4084-B, CLASS 720, DWG. #2090F84H008, SO #NAY-6100-EU. | 203BAD2100 | DAMPER, SECONDARY AIR ELEV 2-1 AUX. AIR. LOCATED ON 5TH FLOOR. | 7642A95G001 | 4FA50A12 | 2 | EA | 772
PETE | 5013663 | 10.523.467 | THERMOCOUPLE, DUAL TYPE E, UNGROUNDED, 1/4" OD X 1.5" LONG, 1/2" DOUBLE ENDED BUSHNG SPRING LOADED OIL SEAL, ALUM HEAD, UPPER VERTICAL SHAFT BEARING FOR PETE 4 PULVERIZERS. | 204BFCM001 | 4-1 PULVERIZER *** CONFINED SPACE ENTRY *** *** FOR PYRITE SECTION ONLY - SEE NOTES PAGE 6 *** | 2-250-E-304-II-1.5-0-1K-HNOS-SP-ELS | 1FA11B5 | 1 | EA | 203.3
PETE | 6006822 | 10.523.469 | THERMOCOUPLE, 3070-5-EE-1-36-0-0-0 DUAL ELEMENT ONLY, LEEDS & NORTHRUP COMBUSTION CONTROL SYS, UNIT #4. |  |  | Y009J(50)-FB(36)-8 | 4FA50A12 | 2 | EA | 91.16
PETE | 6002009 | 10.523.471 | THERMOCOUPLE, MOTOR, TYPE E, 30.5" X 3/16", FOR PETE 3 PULVERIZER MOTOR BEARINGS. | 203BFCMM01 | UNIT 3 PULVERIZER MOTOR. (3-1) INCLUDES MOTOR AND CONTROLS. | 2-188-E-304-II-30.5-0-1KS-ELS | 4FA51A6 | 3 | EA | 625.62
PETE | 6001929 | 10.523.472 | THERMOCOUPLE, TYPE E, MINCO TC 2192-E-U-236-T-10 DIM. A=600 MM BEARING 1 &2 #MM0012999 USED ON VIBRATION MONITORS FOR 4-2 MOTOR DRIVEN BOILER FEED PUMP HYDRAULIC COUPLING. |  |  | MM0012999 | 2FA20A15 | 1 | EA | 657
PETE | 5012632 | 10.523.473 | THERMOCOUPLE TYPE "E", 24A, USED ON UNITS 1 & 3, 2014, E.S.P. UPGRADE. PURGE AIR HEATING SYSTEM. | 203ENP0000 | UNIT 3 PRECIPITATORS INCLUDES CONTROLS, TR SETS, VIBRATORS, RAPPERS, DOORS, LOCKS AND HIGH VOLTAGE BUSHINGS. *********CONFINED SPACE SEE NOTES PAGE 6********* | E20R-24-0 | 2FA4I4 | 1 | EA | 60
PETE | 6623396 | 10.523.475 | THERMOCOUPLE, G-2 BRG. (#8), SEQ. #9503, FOR PETE #3 G.E. TURBINE-GENERATOR, S/N 170 X 583. |  |  | U252E097U0075 | 2FA12C12 | 2 | EA | 526.58
PETE | 6623395 | 10.523.482 | THERMOCOUPLE, T-2 BEARING PAD, SEQ. #062K, FOR PETE #3 G.E. TURBINE-GENERATOR, S/N 170 X 583. |  |  | U252E085U0049 | 2FA12E9 | 2 | EA | 602.68
PETE | 6623393 | 10.523.484 | THERMOCOUPLE, T-6 BEARING JOURNAL, FOR PETE #3 G.E. TURBINE GENERATOR, S/N 170 X 583, SEQ. #062B. |  |  | U252E097U0064 | 2FA12E8 | 2 | EA | 644.22
PETE | 6623462 | 10.523.491 | THERMOCOUPLE, SHELL UPPER EXT CHAMBER, SEQ. #6432, CAT. #U253E002G0234 FORPETE 3 TURBINE S/N 170X583. |  |  | U253E002G0234 | 2FA12D27 | 1 | EA | 379.41
PETE | 6001927 | 10.523.498 | THERMOMETER, CAPILLARY DIAL TYPE, ASHCROFT #600-A-02-C12-B01-L07-CE-XX SKALA 0/300 C - 50 FOR WORKING OIL OUTLET PT #MM0012987 USED ON VIBRATION MONITORS FOR 4-2 MOTOR DRIVEN BOILER FEED PUMP HYDRAULIC COOUPLING. |  |  | MM0012987 | 2FA21F36 | 1 | EA | 2144.77
PETE | 3201074 | 10.523.510 | TUBING, COPPER-HARD, 3/4 O.D., 5/8 I.D., TYPE K. | 204BFBG001 | 4-1 MILL BLAST GATE (ALSO CALLED P GATE) INCLUDES GATE, SOLENOID, SWITCH, AND CYLINDERS. *** SEE NOTES ON PAGE #6 *** |  | SB2B8A1 | 45 | FT | 104.4
PETE | 3201040 | 10.523.513 | TUBING, COPPER-SOFT, OD- 3/8", MIN WALL-23/64", 50 FT ROLL ONLY. | 203AHBA000 | UNIT 3 BOTTOM ASH SYSTEM |  | 2FA57B1 | 600 | FT | 456
PETE | 3201506 | 10.523.517 | TUBING, PLASTIC, CLEAR, SIZE- .25 O.D., NATURAL, PT. #44PE |  |  |  | 2FA57A1 | 500 | FT | 77.74
PETE | 5003997 | 10.523.525 | TURNBUCKLE, 7/8" X 12", DROP FORGED STEEL, HEXAGON HEAD FORGED INTO BODY, EYE TO EYE TYPE. | 203RDTHR00 | THICKNER RAKE | 1031519 | SB3E2C2 | 4 | EA | 668.38
PETE | 5009265 | 10.523.556 | VACUUM PUMP, COMPLETE, 904P2 VAC ALL IRON POS 4 ANSI | 204RWCB06A | CO-6A RADIAL STACKING CONVEYOR. | 45A000P24D400 | SB3 P | 1 | EA | 137673.48
PETE | 5005952 | 10.523.562 | VALVE, ASSY, 3/4", NEEDLE POWELL VALVE, MODEL 675SWE, USED PETE 4 SO2 MANUFACTURER PART NO = 675-SWE |  |  | A60B12424F | 4FA2E34 | 1 | EA | 77.48
PETE | 5305497 | 10.523.566 | TANDEM VALVE, 1/4", PNEUMATIC - SPECIAL, USED ON PETE 3 OIL IGNITOR VALVE TRAIN ASSEMBLY. | 203BFOS000 | UNIT 3 BOILER IGNITION SYSTEM | 76-OVLV-09 | 2FA25D19 | 1 | EA | 2050
PETE | 5706490 | 10.523.573 | KIT, VALVE, FOR 1/2" 4-WAY SOLENOID VALVE, USED ON PETE #3 IUCS/CSI FLYASH SILO BAGHOUSE, UCC CONTRACT #X-M01. | 203AHFSDC0 | UNIT 3 FLYASH SILO DUST COLLECTOR *** CONFINED SPACE ENTRY *** | 5-1918-3-23 | SB3C2A6 | 1 | EA | 555
PETE | 5305254 | 10.523.575 | BALL VALVE REPAIR KIT FOR 1" ;JAMESBURY BALL VALVE (V00-6449 & V00-9250), FOR PETE 1,2,3,4 BOILER IGNITION SYSTEM. | 203BFOS000 | UNIT 3 BOILER IGNITION SYSTEM | V00-10159 | 1FA6F43 | 2 | EA | 78.4
PETE | 5706485 | 10.523.583 | KIT, REBUILD, FOR DOUBLE DIAPHRAGM VALVE, USED ON PETE #3 IUCS FLYASH SILO BAGHOUSE, UCC CONTRACT #X-M01. | 203AHFSDC0 | UNIT 3 FLYASH SILO DUST COLLECTOR *** CONFINED SPACE ENTRY *** | 366215-5 | 2FA6E10 | 0 | EA | 0
PETE | 3914440 | 10.523.589 | KIT, REPAIR, FOR SOLENOID VALVE ASCO, MODEL 8322A12 MANUFACTURER PART NO =180-948 | 204BSSBA01 | A-1 "A" ROW WALL SOOTBLOWER. | 180-948 | 1FA10D60 | 2 | EA | 440.2
PETE | 5603953 | 10.523.591 | KIT, REPAIR, PT #R1061X00402 FOR FISHER VALVES 4DOV-11A-B-C, 4DOV-14A-B-C-D, 4DOV-19, 4DOV-21, 4DOV-23 UNIT 4 PETE. | 204AHVD019 | 4-DOV-19, VALVE, ASH, 4-1 PYRITE HOLDING TANK JETPULSION PUMP WATER SUPPLY. LOCATED AT PYRITE HOLDING TANK 1ST FL. | R1061X00402 | 2FA25D1 | 3 | EA | 66.75
PETE | 5706379 | 10.523.593 | KIT, REPAIR, FOR DIAPHRAGM VALVE (M14909), USED ON PETE #3 & #4 IUCS/CSI FLYASH DAY TANK DUST COLLECTORS, FLEX-KLEEN MODEL 100-BVBC (IIG), SHOP ORDER #13-51-1882. | 203RWFADC0 | FLYASH DAYTANK DUST COLLECTOR | K2003 / M1174B RCA20M | 2FA15E50 | 10 | EA | 398.5
PETE | 5721220 | 10.523.594 | KIT, REPAIR, FOR 4" PLIAXSEAL BUTTERFLY VALVE, USED AS PYRITE FLUSHING VALVE ON PETE #1, #2, #3 & #4 BOTTOM ASH SYSTEMS. | 204AHTKP01 | 4-1 PYRITE HOPPER AND CATEGORY'S OF THE HOPPER | HPBV803667ST2N | 4FA5I2 | 1 | EA | 104.5
PETE | 5004479 | 10.523.621 | TRANSDUCER, FOR EIMCO FOUNDRY OPERATION, MODEL THICKNER RAKE C60B2P W/CLD-60 LIFTING DEVICE UNIT PETE 3, MANUFACTURER PART NO = 76011A38A | 203RDTHD01 | THICKNER DRIVE #1 GEAR REDUCER AND MOTOR | 76011A38A | 2FA5B4 | 1 | EA | 1418.46
PETE | 6626241 | 10.523.625 | TRANSDUCER, SPANG #4980-0009, 120 VOLT A.C. 60 CY, USED ON PETE #3 GENERATOR FIELD VOLTAGE INDICATION. |  |  |  | 4FA53B7 | 1 | EA | 1210.33
PETE | 5601199 | 10.523.627 | TRANSDUCER, CURRENT TO PNEUMATIC (I-P), INPUT 4-20 MA, OUTPUT 6-30 PSIG, ABB AUTOMATION TYPE 22/06-69, USED ON PETE 1 COMBUSTION AND FEEDWATER CONTROLS. |  |  | V18311H-782010100509 | 2FA20E7 | 2 | EA | 1228.52
PETE | 5012923 | 10.523.632 | TRANSDUCER, PRESSURE 225, FOR INGERSOLL RAND MODEL A75i-A125 COMPRESSORS, USED ON PETE 2 & 3 BAGHOUSE INSTRUMENT AIR COMPRESSORS. | 203BCOMP01 | UNIT 3 FABRIC FILTER COMPARTMENT #1, CONTAINS 34 ROWS OF 40 FILTER BAGS SUPPORTED ON WIRE CAGES, TOTAL OF 1360 BAGS. BAGS ARE 29.75' LONG, 5" DIAMETER. COMPARTMENTS ARE NUMBERED SO. TO NO., EAST TO WEST, S.E. IS #1, N.E.. IS #2. 2PI-FF-1801 DIFF.PRESS.GA | 23700370 | 2FA4E29 | 2 | EA | 124
PETE | 6002100 | 10.523.635 | TRANSDUCER, HIGH TEMP CASE EXPANSION, W/ ENCLOSED DC LINEAR VARIABLE DIFFERENTIAL TRANSFORMER, FOR BENTLY NEVADA VIBRATION MONITORING SYSTEM (TSI), USED ON PETE #3 G.E. TURBINE, S/N 170 X 583. (SEDP, SEDP2, SXDT-1, SXDT-2) |  |  | 135613-02-00 | 1FA5C40 | 1 | EA | 1887
PETE | 5225407 | 10.523.637 | TRANSDUCER ASSEMBLY. 20 KHZ, FOR CONTINUOUS EMISSION MONITOR ON #3 STACK AT H.T.PRITCHARD & PETE 1-2-3-4 STACKS. | 203ENEM00B | UNIT 3 SCRUBBER SO2,CO2,NOX BACK-UP C.E.M. INCLUDES SO2,CO2,NOX ANALYZERS, SAMPLE SYSTEM, DATA LOGGERS, PROBE CONTROLLER, FLOW TRANSDUCER, AND PRINTER. | 1001-1200-01 | 2FA22C30 | 4 | EA | 4930
PETE | 6001626 | 10.523.642 | TRANSDUCER, MILLIVOLT, ISOLATED, 1-5 M.A. INPUT & OUTPUT, 115 VAC, 4W, ROCHESTER INSTRUMENTS S/N 551578, FOR PETE #4 TURBINE DRIVEN BOILER FEED PUMP. |  |  | SC1326 LZ | 2FA24C12 | 1 | EA | 275
PETE | 5007329 | 10.523.643 | TRANSDUCER, SWITCHGEAR, FOR PETE 4160V SWITCHGEAR, ROCHESTER INSTRUMENT, MODEL #0315A1149-001, RC #190-2256, SEQ. #19. |  |  | 0315A1149-905 | 4FA3B15 | 0 | EA | 0
PETE | 5003432 | 10.523.661 | TRANSFORMER, F & P 380E086U01 FOR MODEL #55UC1111CBA ULTRASONIC GEN. SER #7512A5528A21-24 S02 REMOVAL PETE 3. |  |  | 380E086U01 | 2FA14E26 | 1 | EA | 16.56
PETE | 5012596 | 10.523.703 | CONTROL TRANSFORMER SECONDARY, FUSE, 600V, 6.25.A, USED ON UNITS 1 & 4, 2014, E.S.P. UPGRADE. POWER PLUS PARTS | 204ENP0000 | UNIT 4 PRECIPITATORS (PARENT) INCLUDES CONTROLS, TR SETS, VIBRATORS, RAPPERS, DOORS, LOCKS AND HIGH VOLTAGE BUSHINGS. *********CONFINED SPACE SEE NOTES PAGE 6********* | H11193 | 2FA21F45 | 5 | EA | 225
PETE | 5206099 | 10.523.714 | VALVE, SOLENOID, VOLTS/AMPS- 120AC, SKINNER #71215SN2QN00N0C111P3 | 203RWFADC0 | FLYASH DAYTANK DUST COLLECTOR | 71215SN2QN00N0C111P3 | 1FA10A18 | 0 | EA | 0
PETE | 5301657 | 10.523.719 | VALVE, AIR, FOR RETRACTABLE (NON-ROT) SOOT BLOWER COPES-VULCAN, MODEL AIR HEATER, UNIT 3. S/N E143772MKD | 203BSBA000 | UNIT 3 "A" ROW WALL SOOTBLOWERS. (A-1 THRU A-12) | 000162 | 2FA19F4 | 1 | EA | 79.12
PETE | 3908729 | 10.523.722 | VALVE, BALL, 2" NPT, BRASS, TFE SEATS, SALISBURY #350 OR EQUAL, W/LOCKOUT HANDLE, 600 PSI WOG, 150 PSI STEAM. | 203AHTKP01 | 3-1 PYRITE HOPPER AND CATEGORY'S OF THE HOPPER | 70-108-27 | 1FA10K9 | 9 | EA | 914.61
PETE | 5706807 | 10.523.725 | VALVE, FLOW CONTROL, NOZZLE CONDITIONING WATER, 1" FP RICHTER LINED BALL VALVE, DI BODY, PTFE SEAL 150# FLANGES, PFA COATED, 1 PC BALL & STEM, USED ON PIN PADDLE MIXER/UNLOADER. | 203AHFU031 | 3-1 ROTARY DUSTLESS UNLOADER | 1'' KNA1100-T1-ST1 | 2FA6D27 | 3 | EA | 2612.31
PETE | 5706019 | 10.523.728 | VALVE, BALL,2", 150 LB, FLG FRP 470 VINYL ESTER-GLASS BODY PTFE CAVITY FILLER SEAT-SEAL LOCKING LEVER HANDLE USED ON PETE 3&4 SILO UNLOADERS. | 203AHFU031 | 3-1 ROTARY DUSTLESS UNLOADER | PF400-02-A-02-0 | 4FA54B5 | 2 | EA | 1266.35
PETE | 5706860 | 10.523.729 | VALVE, BALL, 2", FIG 87A, 150#, SS BODY, 316SS, FULL PORT, 316SS STEM, GROUNDED BALL & STEM, SEATS W/LOCKING HANDLE USED ON PETE 4 FLUSH WATER VALVES ON FILTER FEED AND RECLAIM WATER PUMPS. | 272ABP21FV | 122-NV-588-1 FLUSH VALVE, ABP 122-1 ABSORBER BLEED PUMP. | 87A-208-80 | 2FA6H4 | 2 | EA | 1666.16
PETE | 5706905 | 10.523.731 | VALVE, BALL, 3", RF, CERAMIC, 150#, W/KINETROL 97-120 SR FC ACTUATOR, SIEMENS PS2 POSITIONER NEMA4, NO FEEDBACK, FOR ALL (4) PETE 3 FILTER DRUMS. | 203RWVFFL1 | FL-1 VACUUM FILTER ***CONFINED SPACE ENTRY*** ***SEE NOTES PAGE 6*** | A 3.0 K-15-E12-SR | SB1JE2 | 1 | EA | 16927.22
PETE | 5305349 | 10.523.734 | VALVE, IGNITOR OIL HEADER TRIP, BALL, 1", JAMESBURY, USED ON PETE 3 BOILER IGNITION SYSTEM. | 203BFOS000 | UNIT 3 BOILER IGNITION SYSTEM | V00-9250 | 4FA57B4 | 2 | EA | 1748
PETE | 5005911 | 10.523.735 | VALVE, PINCH, 8", AIR OPERATED, RKL MODEL, FOR PETE #3 & #4 SCRUBBER LIMESTONE BALL MILL SLURRY TRANSFER & SUMP PUMPS. | 203RWPGF00 | FILTRATE PIPING | 190-0101/SEQ1 | SB1CD1 | 1 | EA | 2905.33
PETE | 3908775 | 10.523.741 | VALVE, BALL, 1 IN, 1150 LB 450F,CS BODY, TFE SEATS, W/ LOCKOUT HANDLE, MANUFACTURER PART NO. =73-105-27, ASME/ANSI B16.34. |  |  | 73-105-27 | 1FA10K11 | 6 | EA | 371.58
PETE | 5305356 | 10.523.746 | VALVE, BALL, 2", W/SOLENOID & ACTUATOR ASSEMBLY, JAMESBURY, USED ON PETE 1,2 & 4 BOILER IGNITION SYSTEM. | 204BFOS000 | UNIT 4 BOILER IGNITION SYSTEM. | V00-6450 | 4FA56B4 | 2 | EA | 2377
PETE | 5009916 | 10.523.750 | VALVE, BALL, 6", KTM SINGLE "V", W/ SS ANSI 150# BODY, 316 SS LAMINATED SEATS & STANDARD BORE DESIGN, INCLUDES MOUNTING KIT, FOR PETE #2 SCRUBBER PROCESS WATER SYSTEM (122-LV-626). | 203RDVR000 | LCV-400-1 WASTE SLURRY RECIRC VALVE | W0401-32.3L/6.0 | SB1BD1 | 1 | EA | 4390.86
PETE | 5004680 | 10.523.756 | VALVE, BUTTERFLY, 4", K-LOK, FIG. 362, W/ 316SS LUG BODY, 316 SS DISC, 17-4SS STEM, RTFE SEAT, BARE STEM, FOR PETE #3 SCRUBBER DEMISTER RECIRCULATING WASH TANK. | 203RMADLV1 | "A" DEMISTER LOWER 1 SOLENOID OPERATED VALVE | 159-040-362-BS (9-2-14) | SB1CD5 | 1 | EA | 1012.71
PETE | 5003962 | 10.523.757 | VALVE, BUTTERFLY, 2", CAST IRON FULL LUG BODY, 316 SS DISC, 416 SS SHAFT, EPDM SEAT, W/ 10 POS. LOCKING HANDLE, KEYSTONE FIG 222. | 203RMNZP0A | "A" PRESAT SPRAY NOZZLES AND PIPING.. *** CONFINED SPACE ENTRY *** *** SEE NOTES PAGE 6 *** | 00-0050L0A10017-I0S00S9E100KB-HS-12 | 4FA56A2 | 2 | EA | 250.3
PETE | 5216650 | 10.523.760 | VALVE, BUTTERFLY, 8", 300#, WAFER STYLE, 316 SS BODY & DISC, 17-4SS STEM (BARE STEM), REINFORCED TEFLON (RTFE) SEAT, FOR PETE #3 & #4 ASH SYSTEMS & PETE WATER TREATMENT MONOSCOUR FILTERS. |  |  | 803-6-6-7-TT-ST2-N | 4FA56B1 | 1 | EA | 2492.72
PETE | 5721222 | 10.523.765 | VALVE, BUTTERFLY, 4", 300#, WAFER STYLE, 316 SS BODY & DISC, 17-4SS STEM (BARE STEM), REINFORCED TEFLON (RTFE) SEAT, W/ 10 POS. LEVER, FOR PETE #2, #3 & #4 ASH HOPPER FLUSHING HEADERS & PETE #3 & #4 IUCS/CSI SEAL WATER HEADERS. | 203AHVY201 | COV-2020-1, 3-1 PYRITE JET PULSION PP SUPPLY VV. | HPBV-040-803-6-6-7-TT-ST2-L | 4FA55B1 | 3 | EA | 4232.68
PETE | 5711973 | 10.523.766 | VALVE, BUTTERFLY, 6", TUFLINE, 300#, WAFER STYLE, 316 SS BODY & DISC, 17-4SS STEM, REINFORCED TEFLON (RTFE) SEAT, W/ 10 POSITION HANDLE, FOR PETE #2, #3 & #4 ASH HOPPER FLUSHING HEADERS. | 203AHNZ000 | BOTTOM ASH SYSTEM FLUSHING NOZZLES | HPBV-060-803-6-6-7-TT-ST2-L | 4FA55B3 | 4 | EA | 7658.98
PETE | 5721127 | 10.523.767 | VALVE, BUTTERFLY, 8", 300#, WAFER STYLE, W/ 316 SS BODY & DISC, 17-4SS STEM (BARE STEM) & REINFORCED TEFLON (RTFE) SEAT, FOR PETE #3 & #4 ASH SYSTEMS. | 203AHPGSPD | ASH SLUICE PUMP DISCHARGE PIPING AND VALVES | HPBV-080-803-6-6-7-TT-ST2-N | 4FA56B1 | 2 | EA | 5471.89
PETE | 5701251 | 10.523.768 | VALVE, BUTTERFLY, 8", AC, LS, SAV, BRAY SERIES 30-656., USED ON PETE 2&3 BAGHOUSE. | 203BCOMP01 | UNIT 3 FABRIC FILTER COMPARTMENT #1, CONTAINS 34 ROWS OF 40 FILTER BAGS SUPPORTED ON WIRE CAGES, TOTAL OF 1360 BAGS. BAGS ARE 29.75' LONG, 5" DIAMETER. COMPARTMENTS ARE NUMBERED SO. TO NO., EAST TO WEST, S.E. IS #1, N.E.. IS #2. 2PI-FF-1801 DIFF.PRESS.GA | 54674-22-204-1 | SB1NC4 | 4 | EA | 8280
PETE | 5004141 | 10.523.777 | VALVE, BUTTERFLY, SIZE/CONN- 3 WFR RTNG/MATL- 150/, DESC- LESS ACT MANUFACTURER PART NO. = 1030-109-110 | 203RDPGQF0 | QUICKFILL MAKE-UP PIPING | 1030-109-110 | 4FA52B6 | 3 | EA | 768.9
PETE | 6605982 | 10.523.780 | CARTRIDGE VALVE, 25MM, WITH DAMPING NOSE USED ON PETE 4 HP STOP VALVE ACTUATOR. |  |  | LC 25 A05D7X/V | 2FA23E21 | 2 | EA | 1158
PETE | 5701881 | 10.523.783 | VALVE, CHECK, 2", AIR INLET, FOR PETE #1 & #2 TOP ASH SYSTEMS, P/N 7, DWG. #3-3037, REF. DWG.#1-5136A, A-S-H CONTR. #CA2345. | 201AHEHF07 | ECON. HOPPER FEEDER NO. 7 UNIT 1 ECONOMIZER. | A10690 | 1FA7I5 | 11 | EA | 2653.42
PETE | 5012910 | 10.523.785 | VALVE, CHECK, MIN. PRESSURE 2.0, FOR INGERSOLL RAND MODEL R75i-A125 COMPRESSORS, USED ON PETE 2&3 BAGHOUSE INSTRUMENT AIR COMPRESSORS. | 203BCOMP01 | UNIT 3 FABRIC FILTER COMPARTMENT #1, CONTAINS 34 ROWS OF 40 FILTER BAGS SUPPORTED ON WIRE CAGES, TOTAL OF 1360 BAGS. BAGS ARE 29.75' LONG, 5" DIAMETER. COMPARTMENTS ARE NUMBERED SO. TO NO., EAST TO WEST, S.E. IS #1, N.E.. IS #2. 2PI-FF-1801 DIFF.PRESS.GA | 23378011 | 2FA4D15 | 1 | EA | 472
PETE | 5711722 | 10.523.789 | VALVE, CHECK, 10", "DUO-CHECK", ANSI 125#, MODEL A, CWP-PSC-200, FIG. #12, HVP 246, FOR PETE #3 FLY ASH BLOWERS. | 203AHFB002 | 3-2 FLY ASH BLOWER ASSEMBLY | 10G12HVP-246 | SB5A2A1 | 1 | EA | 1534
PETE | 3907164 | 10.523.793 | VALVE, SWING CHECK, 6", #8 BOLT FLANGED ENDS, CRANE PART NO. = 373-125. | 203RWFRP4A | P4A FILTRATE SUMP PUMP | 373-125 | SB1ND7 | 1 | EA | 852.11
PETE | 5012747 | 10.523.809 | TRIP UNIT, CIRCUIT BREAKER, THERMAL MAGNETIC., K-FRAME, 3 POLE, 300 AMP, MAGNETIC TRIP ADJUSTMENT, KT MODEL, USED IN FREEDOM 2100 MCC, PETE SBS & 2&3 BAGHOUSE MCC'S. | 203MCCFF3A | UNIT 3 BAGHOUSE, 480 VOLT MCC FF-3A, SEC.1/1200 AMP., SEC. 2/8-600 AMP., 65,000 AMP. SHORT CIRCUIT RATING. MAIN INCOMING FROM 480 VOLT SWGR. BUS FF3A, CUBICLE 4B | KT3300T | 2FA21C18 | 1 | EA | 298.36
PETE | 5301732 | 10.523.815 | TRUNNION, FOR ROTARY GEARBOX, FOR COPES- VULCAN, MODEL RW-6E WALL BLOWER, UNIT PETE 4, L.H. MANUFACTURER PART NO = 196936 | 204BSSBA01 | A-1 "A" ROW WALL SOOTBLOWER. | 196936 | 2FA19H2 | 7 | EA | 181.86
PETE | 5711212 | 10.523.820 | TUBE, ASSEMBLY, EXHAUSTER, COMBINING TUBE, FOR 4" JETPULSION PUMP, USED ON PETE #3 & #4 BOTTOM ASH HOPPERS, PER UC PO 54674-4. | 203AHTKP01 | 3-1 PYRITE HOPPER AND CATEGORY'S OF THE HOPPER | E-7718-MKB | SB1RC5 | 2 | EA | 1001
PETE | 5301071 | 10.523.824 | TUBE, 12IN. TRAVEL SWIVEL, ASSY, FOR COPES-VULCAN, MODEL RW-5E WALL BLOWER, USED PETE 3. | 203BSSBA01 | A-1 "A" ROW WALL SOOTBLOWER | S289301 | SB5A3A9 | 4 | EA | 2153.8
PETE | 5303198 | 10.523.827 | TUBE, BOILER, SEAMLESS, 1-3/4" OD X .203." MWT, SA-210, GRADE A-1, FOR PETE #3 & #4 BOILERS. |  |  | 1.750-203-210-A1 | SB3I2G1 | 21 | FT | 75.6
PETE | 5711712 | 10.523.837 | TUBE, CYLINDER ITEM #33 FOR DE ZURICK GATE VALVE MOD. 9092956 SIZE-12" BODY-304 SUPP. -100 SEAT-AM TEMP -450 C.V.-5060, AG-9&10 UNIT #3 P/N 1050707. | 203AHVYG09 | COV-2048 "AG-9" VALVE FOR ASH GOING TO IUCS. |  | 4FA54A4 | 2 | EA | 349.9
PETE | 6106632 | 10.523.840 | TUBE, GLASS FLOW RATE USED ON FISHER-PORTER FLOW REGULATOR PT# 448D004U02 FOR #3 SO2 TANK LEVEL. |  |  |  | 2FA14F47 | 3 | EA | 107.25
PETE | 5309252 | 10.523.850 | TUBE, SEAMLESS, 2-1/2" OD X .260" MWT, SA-213, GRADE TP347H, FOR PETE #3 BOILER. |  |  |  | SB3I1H1 | 27 | FT | 1569.24
PETE | 5309230 | 10.523.852 | TUBE, SEAMLESS, SUPERHEATER, FINISHING, 2" OD X .440" MWT, SA-213, GRADE T22, FOR PETE #2 & #3 BOILERS. |  |  |  | SB3I2F2 | 259 | FT | 11196.93
PETE | 5309260 | 10.523.859 | TUBE, SEAMLESS, SUPERHEATER, FINISHING, 2-1/4" OD X .260" MWT, SA-213, GRADE TP347H, FOR PETE #3 BOILER. |  |  | 2.250-260-TP347H | SB3I1D1 | 33 | FT | 1124.97
PETE | 5306101 | 10.523.864 | TUBE, SEAMLESS, 2" OD X .200" MWT, SA-210, GRADE A-1, FOR PETE #3 BOILER. |  |  | 2.000-200-210HF | SB3I1D1 | 16 | FT | 118.56
PETE | 5309277 | 10.523.866 | TUBE, SEAMLESS, 1-3/4" OD X .200" MWT, SA-210, GRADE A-1, FOR PETE #3 BOILER. |  |  | 1.750-200-210 | SB3I1B2 | 19 | FT | 115.9
PETE | 5309271 | 10.523.872 | TUBE, SEAMLESS, 1-3/4" OD X .300" MWT, SA-213, GRADE T22, FOR PETE #3 BOILER. |  |  | 1.750-300-T22HF | SB3J1E1 | 69 | FT | 1314.45
PETE | 5302561 | 10.523.881 | LANCETUBE ASSY, FOR PETE #1 IR WALL BLOWER #1, #2, #3, #15, & #28, PER C-B CONTRACT #Q-4720201. | 201BSSBR01 | IR-1 1ST ROW WALL SOOTBLOWER, 2ND FLOOR. 90 DEGREE BLOWER APPROX. FLOW RATE OF V92E WALL BLOWER @ 200 PSIG =7700 POUNDS PER HOUR | CE-4720201-20 | SB5A4A5 | 1 | EA | 576
PETE | 5302564 | 10.523.882 | LANCETUBE ASSY, FOR PETE #1 IR WALL BLOWER #19, #27, & #39, PER C-B CONTRACT #Q-4720201. | 201BSSBR19 | IR-19 2ND ROW WALL SOOTBLOWER, 5 1/2 FLOOR. | CE-4720201-23 | SB5A4A5 | 1 | EA | 498
PETE | 5302567 | 10.523.883 | LANCETUBE ASSY, FOR PETE #1 IR WALL BLOWER #22, #25, #29, #35 & #36, PER C-B CONTRACT #Q-4720201. | 201BSSBR22 | IR-22 2ND ROW WALL SOOTBLOWER, 5 1/2 FLOOR. | CE-4720201-26 | SB5A4A5 | 1 | EA | 632.96
PETE | 5302570 | 10.523.884 | LANCETUBE ASSY, FOR PETE #1 IR WALL BLOWER #33, PER C-B CONTRACT #Q-4720201. | 201BSSBR33 | IR-33 3RD ROW WALL SOOTBLOWER, 6TH FLOOR. | CE-4720201-29 | SB5A4A5 | 2 | EA | 1245
PETE | 5301115 | 10.523.887 | TUBE, LANCE, HIGH TEMP., COMPLETE WITH NOZZLE, UNITS 3&4, IK SOOTBLOWERS, POSITION 1-5, 4" OD, .280 WALL THICKNESS, STAINLESS STEEL 6330, MODEL T-30MK2E. | 203BSSBL01 | L-1 LONG RETRACT T 30 MARK 2 | CE-7330-31390-11 | SB5C2A | 2 | EA | 13680.03
PETE | 5702798 | 10.523.898 | TUBE, COMBINING, EXHAUSTER, W/ 5" THROAT, FOR 8" JETPULSION PUMP ASSY. (3-1602-152), USED ON EWS #5, #6 & #7 & PETE #4 BOTTOM ASH SYSTEMS, PER UC DWG. #510-54411-2E. | 204AHBAHA0 | UNIT 4 BOTTOM ASH SYSTEM A HOPPER AND ASSOCIATED EQUIPMENT | HCT-7168 | SB1RE2 | 1 | EA | 1415.78
PETE | 5302055 | 10.523.905 | TUBE, SWIVEL, 38 -15/16" LENGTH, #197106, USED ON UNIT 4 WALLBLOWERS. | 204BSSBA01 | A-1 "A" ROW WALL SOOTBLOWER. | CE-7530-43632-60 | SB5A4A7 | 2 | EA | 979
PETE | 5015280 | 10.523.918 | 69 RELIEF VALVE, PARKER 50 - 350 PSI, 316 SS, 1/4" NPT, USED ON UNITS 1-2-3-4 CALCIUM BROMIDE SYSTEM. | 203CABPRVA | CALCIUM BROMIDE PUMP "A" PRESSURE RELIEF VALVE. SET AT 150 PSI. | 4M4F-RH4A-VT-SS-K1 | 2FA9F47 | 1 | EA | 126.64
PETE | 5013406 | 10.523.923 | VALVE, PRSSURE RELIEF, USED ON BOOSTER FANS, PETE UNIT 4 FGD, LUBE OIL SYSTEM, DWG# 23999S1, S/N P208305. | 204RFBF001 | 4-1 BOOSTER FAN, WHEEL & BEARINGS *** CONFINED SPACE ENTRY *** SEE NOTES PAGE 6 *** | VJ-5R/HS-US | 1FA11H14 | 1 | EA | 275
PETE | 5012643 | 10.523.924 | VALVE, SAFETY RELIEF, 1 1/4 X 1 1/4 MALE X FEMALE , 400 SCFM, 60 PSIG COMPRESSED AIR, USED ON PETE UNITS 2 & 3 BAGHOUSE PULSE AIR HEADERS. | 203BCOMP01 | UNIT 3 FABRIC FILTER COMPARTMENT #1, CONTAINS 34 ROWS OF 40 FILTER BAGS SUPPORTED ON WIRE CAGES, TOTAL OF 1360 BAGS. BAGS ARE 29.75' LONG, 5" DIAMETER. COMPARTMENTS ARE NUMBERED SO. TO NO., EAST TO WEST, S.E. IS #1, N.E.. IS #2. 2PI-FF-1801 DIFF.PRESS.GA | 1541F-21-BR | 2FA4C27 | 4 | EA | 2193.8
PETE | 3906142 | 10.523.929 | VALVE, RELIEF, SET/RANGE- 35, SIZE- 4 X 6 FOR FLY ASH BLOWERS PETE 3 & 4. MANUFACTURER PART NO. = 6252-KPM CAPACITY 6009 SCFM. | 203AHFB001 | 3-1 FLY ASH BLOWER ASSEMBLY | 6252-KPM | SB3E2B3 | 1 | EA | 3145
PETE | 5706011 | 10.523.930 | VALVE, ROTARY, 18" BARE SHAFT, "SEVERE DUTY", FOR PETE #3 & #4 IUCS/CSI ROTARY FEEDERS. | 203RWFARF0 | FLYASH ROTARY FEEDER AND MOTOR | PERMA/flo ''XL'' | SB1MF7 | 1 | EA | 28761
PETE | 5012642 | 10.523.944 | VALVE, SOLENOID, 125 VDC DUAL COIL, USED ON PETE UNITS 2 & 3 BAGHOUSE BYPASS DAMPER ACTUATOR. | 203BCOMP01 | UNIT 3 FABRIC FILTER COMPARTMENT #1, CONTAINS 34 ROWS OF 40 FILTER BAGS SUPPORTED ON WIRE CAGES, TOTAL OF 1360 BAGS. BAGS ARE 29.75' LONG, 5" DIAMETER. COMPARTMENTS ARE NUMBERED SO. TO NO., EAST TO WEST, S.E. IS #1, N.E.. IS #2. 2PI-FF-1801 DIFF.PRESS.GA | HC8553G418MO | 2FA4C26 | 2 | EA | 808.94
PETE | 3914802 | 10.523.946 | VALVE, SOLENOID MANUFACTURER PART NO. = 8210B56, 120 V. | 203RWFP02A | P2A FILTER FEED PUMP AND MOTOR (EAST PUMP) | 8210B56 | 1FA10A16 | 2 | EA | 1189.9
PETE | 3914835 | 10.523.951 | VALVE, SOLENOID, SIZE PORTS- , RTNG/MATL- 120AC. | 203RDPGV00 | QUICKFILL MADE-UP VALVE | EF8342G001MS | 4FA5G28 | 2 | EA | 888.9
PETE | 3914806 | 10.523.953 | VALVE, SOLENOID, 1/4" PIPE, 3/16" ORIFICE,120VAC / 20W, 60HZ, 0-150 PSIG (AIR), SOLENOID CAT. #80174, FOR PETE INSTRUMENT AIR DRYERS (PALL), WATER TREATMENT ACID FEED VALVES & PETE #4 BOTTOM ASH SYSTEM CONTROLS. | 203AHFFA01 | A-1 PRECIP HOPPER AND NUVA FEEDER | EF8342C1 | 1FA10F55 | 3 | EA | 616.74
PETE | 6623592 | 10.523.962 | VALVE, SOLENOID, ET TRIP & LOCKOUT, ASM, SEQ. #89AB, FOR PETE #3 & #4 G.E. TURBINES, S/N 170 X 583 / 755. |  |  | 187C1183P0001 (2-9-11) | 2FA25D29 | 3 | EA | 26219.1
PETE | 3914376 | 10.523.966 | VALVE, SOLENOID VOLTS/AMPS- 120AC/13W MANUFACTURER PART NO. = CCJ1137B01 | 203BFWGL01 | WARM-UP OIL GUNS 1/2 LEVEL | CCJ1137B01 | 1FA10C32 | 2 | EA | 1491.58
PETE | 5008541 | 10.523.976 | VALVE, SOLENOID, PURGE AIR, PARKER/SKINNER, MODEL PRO2000W DILUTION PROBE, FOR PETE #3 CEMS. |  |  | 71215 SN1MN00N0L111P3 | 1FA10E37 | 4 | EA | 215.4
PETE | 5012770 | 10.523.978 | VALVE, SOLENOID, SOF 5/2 1/2 DOUBLE SOL-IMP, 120 VAC, USED ON FOSTER WHEELER P.J.F.F. (BAGHOUSE) OUTLET DAMPER ACTUATORS. | 203BA3201Y | UNIT 3 FABRIC FILTER - COMPARTMENT 1, OUTLET DMPR 1, , 88" DIA. POPPET DMPR, 3BA3201Y; 3ZS-BA-3201O-OPEN LIMIT SW. 3ZS-BA-3201C-CLOSE LIMIT SW. 3SV-BA-3201O-OPEN SOV 3SV-BA-3201C-CLOSE SOV NORGREN 10 X 33 CYLINDER PART #'S LISTED IN NOTES | 2637271372712060 | 2FA21B4 | 0 | EA | 0
PETE | 5701219 | 10.523.982 | VALVE, SOLENOID, 120 VAC, 1/2", 4-WAY, FOR PETE 2&3 BAGHOUSE FLYASH NUVEYOR INTAKE VALVES. | 203AHHPR01 | UNIT3 ASH HOPPER # 1, HOPPER HEATERS &; 3FA5001V-ASH GATE 3SV-FA5001-SOV 3TE-FF-1701A & B- RTD TEMP. DETS. 3LE-FF-1501-HH ASH LEVEL ELEMENT 3LE-FF-1601-H ASH LEVEL ELEMENT 3FF1301E-VIB. 3FF1401E-VIB. SEE ASSET NOTES FOR MFG PART NUMBERS. | 196075-2 | 2FA11A33 | 2 | EA | 1474
PETE | 5706806 | 10.523.984 | VALVE, SOLENOID, 6519 W 1/4". 120 VAC, 6519-W06, 0-NM82-FS05-B5-120/60-02, USED ON PIN PADDLE MIXER/UNLOADER CONDITIONING WATER CONTROL AND NOZZLE VALVES.. | 203AHFU031 | 3-1 ROTARY DUSTLESS UNLOADER | 420844 | 2FA6D23 | 1 | EA | 121.66
PETE | 5701246 | 10.523.985 | VALVE, SOLENOID, 120 VAC, 1/4", 4-WAY., USED ON PETE 2&3 BAGHOUSE FLY ASH DIFFUSER SWING DISC VALVE. | 203BCOMP01 | UNIT 3 FABRIC FILTER COMPARTMENT #1, CONTAINS 34 ROWS OF 40 FILTER BAGS SUPPORTED ON WIRE CAGES, TOTAL OF 1360 BAGS. BAGS ARE 29.75' LONG, 5" DIAMETER. COMPARTMENTS ARE NUMBERED SO. TO NO., EAST TO WEST, S.E. IS #1, N.E.. IS #2. 2PI-FF-1801 DIFF.PRESS.GA | JKB8342G001MS | 1FA7H8 | 2 | EA | 1044.9
PETE | 3914828 | 10.523.996 | VALVE, SOLENOID, SIZE PORTS- 3/8" VOLTS/AMPS- 120AC. | 204BS00000 | UNIT 4 SOOTBLOWER SYSTEM | CBA003158 | 1FA10I61 | 1 | EA | 1680.28
PETE | 3907398 | 10.524.001 | VALVE, SWING, CHECK, 2.0", 150#, SS, FLANGED, FOR PETE 3 FILTER DRUMS FILTRATE PUMP DISCHARGE PIPING. | 203RWFRP5A | P5A FILTRATE PUMP | 2.0 YK20 | 4FA54A2 | 1 | EA | 240.35
PETE | 5706863 | 10.524.005 | VALVE, CHECK, 8", 150#, SS, DOUBLE DISC, WAFER STYLE, USED AT PETE 3A & 3B RECLAIM WATER PUMPS. | 203RDRWP3A | P6-3A RECLAIM WATER PUMP INCLUDES PUMP, MOTOR AND CONTROLS | 8.0-CV422-MSVIR-FS | SB1GE3 | 2 | EA | 2596.18
PETE | 5006100 | 10.524.023 | VALVE, 30" COMPLETE WITH HYDRAULIC CYLINDERS, LIMIT SWITCHES AND PULLBAR P/N 3942 USED ON SCRUBBER ABSORBER FEED PUMP, PETE 4. P/N KAG30-2H-E1H4M3N4V9. | 204RDVYA1A | A-1 ABSORBER FEED PUMP DISCHARGE VALVE FV-402A | KAG30-2H-E1H4M3N4V9 |  | 0 | EA | 0
PETE | 5205467 | 10.524.049 | VALVE, BUTTERFLY, SERIES 43, 10" X 300# FOR PETE 4 BYPASS VALVE #51 | 245BAV0000 | VALVES FROM UCC DRAWING M-54674-046 SHEETS 1, 2 & 3 . REMOTE CDR, SFC CROSSOVER AREA, UNITS 1, 2, 3 & 4.. | 43-100-466 | SB1KB3 | 1 | EA | 2496.35
PETE | 5706502 | 10.524.068 | VALVE, FLOW CONTROL, 3/4" ORIFICE, FOR PETE #3 & #4 IUCS/CSI PUG MILL DUST COLLECTORS. | 203RWPMDC0 | PUG MILL DUST COLLECTOR |  | 2FA6A6 | 1 | EA | 357.72
PETE | 5711490 | 10.524.084 | VALVE, INTAKE, RIGHT-HAND ASSEMBLY, FOR PETE #3 TOP-ASH HANDLING SYSTEM, AS FURNISHED ON UCC PO 54674-4, MFT. P/N 1802-25. | 203AHFHE01 | 3-1 ECONOMIZER HOPPER. | 1802-25 | SB5A2A3 | 1 | EA | 632
PETE | 5008062 | 10.524.090 | VALVE, OUTLET, 6", 316SS, FOR PETE #3 IUCS/CSI FL-1 & FL-2 VACUUM FILTERS, KOMLINE-SANDERSON MODEL, FC2799B, S/N KDF1289 & 90. | 203RWVFFL1 | FL-1 VACUUM FILTER ***CONFINED SPACE ENTRY*** ***SEE NOTES PAGE 6*** | FC2799B | SB3B1A2 | 3 | EA | 3194.49
PETE | 5216365 | 10.524.100 | VALVE, RELIEF, SET/RANGE- 50, SIZE- 1 FLNG UNIT 3 & 4 SEAL WATER SYS. MANUFACTURER PART NO. = 1016 |  |  |  | 2FA9H5 | 1 | EA | 698.09
PETE | 6626171 | 10.524.125 | LOCKWASHER, FOR (T.E. & G.E.) FAN NOZZLE RING SEGMENTS SEQ. #9749 DWG. #0248A245P0010, TURBINE-GENERATOR SERIAL #170X583 PETE #3. |  |  | 9749 DWG #0248A | 2FA12E37 | 32 | EA | 2.24
PETE | 5004439 | 10.524.137 | WASHER, SEAL, FOR PETE #3 IUCS THICKENER RAKE, W/ CLD60 LIFTING DEVICE, EIMCO PROCESS EQUIPMENT MODEL C60B2P, S/N 76011-01. | 203RDTHD02 | THICKNER DRIVE #2 GEAR REDUCER AND MOTOR | 86629S | 2FA5E6 | 16 | EA | 128
PETE | 5005781 | 10.524.139 | WASHER, SEAL, 3/4", FOR HEAD & SHELL LIFTER BAR LINER BOLTS, USED ON PETE & EWS #7 SCRUBBER LIMESTONE BALL MILLS. | 203RPBM000 | M2-3 BALL MILL LINERS,SCREENS,AND INTERNALS | 33640 | SB3C2A3 | 547 | EA | 678.28
PETE | 5301741 | 10.524.150 | WASHER, THRUST, FOR HEAD OPERATOR ASSY, FOR COPES-VULCAN, MODEL RW-6E SOOTBLOWER, UNIT PETE 4, MANUFACTURER PART NO = 179642 | 204BSSBA01 | A-1 "A" ROW WALL SOOTBLOWER. | 179642 | 2FA19G7 | 10 | EA | 2.9
PETE | 5008027 | 10.524.159 | WASHER, CLAMP, FOR PETE #1 & #2 SCRUBBER DISPOSAL FEED & PETE #4 CSI FILTER FEED PUMPS, WARMAN PUMPS MODELS 4/3 & 6/4 DAH, S/N MDS4569MM. | 203RWFP02A | P2A FILTER FEED PUMP AND MOTOR (EAST PUMP) | D011E62 | 2FA16E27 | 3 | EA | 79.38
PETE | 5005782 | 10.524.160 | WASHER, CUP, 3/4", FOR HEAD & SHELL LIFTER BAR LINER BOLTS, USED ON PETE & EWS #7 SCRUBBER LIMESTONE BALL MILLS. | 203RPBM000 | M2-3 BALL MILL LINERS,SCREENS,AND INTERNALS | 33641 | SB3C2B4 | 604 | EA | 1503.96
PETE | 5704561 | 10.524.161 | WASHER, ITEM #81, P/N 0242033-1, FOR LINK-BELT GEAR DRIVE, TYPE ETI, SIZE 55, S/N M65-35774B 814Y27H, RECLAIM COAL FEEDERS AT PETE. | 266CA07AA1 | A-1 SOUTH RECLAIM FEEDER AND MOTOR LOCATED IN 7A RECLAIM TUNNEL **** SEE EQUIPMENT NOTES PAGE 6 **** *CUTTING AND WELDING PERMIT REQUIRED* | L31ZI47005 | 2FA1E9 | 9 | EA | 7.65
PETE | 6015900 | 10.524.167 | WASHER, KEYED, L & N PT #1-5-3-1, (NEW PT #001700) SYM 1 PORTS CAT. 179016(1967) PAGE 7 FOR 10264 DRIVE MECHANISM AT EWS AND USED ON PETE #3 SECONDARY AIR DAMPERS. |  |  | 1700 | 1FA1G52 | 3 | EA | 5.01
PETE | 5009067 | 10.524.169 | WASHER, PUMP, CLAMP, FOR PETE #1 & #2 SCRUBBER FILTER FEED PUMPS, WARMAN PUMPS MODEL 032CAH RRAJ 5310. | 203RPSP03A | 3-A MAKE-UP SLURRY PUMP P5-3A (EAST PUMP) (PUMP CONNECTED TO SLURRY STORAGE TANK) | C011E62 | 2FA15F40 | 4 | EA | 81.56
PETE | 5706078 | 10.524.174 | WATER LEVEL CONTROLLER | 204RWDCS01 | IUCS/CSI ROTO-CLONE DUST COLLECTION SYSTEM FOR DUST COLLECTION OF CO-5A & CO-5B PUG MILL DUST COLLECTION ( NEW SYSTEM AT IUCS/CSI SEPT. 2018) | AEI-2341246-001 | 2FA5F15 | 1 | EA | 138
PETE | 8607030 | 10.524.181 | WEDGES, HANDLE, STEEL, #3, SIZE 1/8" X 1/2" WIDE X 1 1/16" LONG. |  |  | 8004.50-491 | 1FA9F13 | 1 | PQ | 10.01
PETE | 5711527 | 10.524.182 | WEDGE, 5", PATT. #5D1-1, PIPE CONN USED ON UNITED CONVEYOR CORP. ASH CONVEYOR LINES REF. PO 54674-4, PETE #3. |  |  | 5D1-1 | SB1RE7 | 1 | EA | 20.09
PETE | 6623523 | 10.524.186 | WEIGHT, BALANCE, 1.5 OZ., FOR "D" COUPLING, USED ON PETE #2, #3 & #4 G.E TURBINES, MODELS 170 X 350 / 583 / 755. |  |  | 132V996P0001 (5-22-14) | 2FA2F30 | 4 | EA | 462.35
PETE | 5013405 | 10.524.208 | VALVE, FLOW CONTROL, USED ON BOOSTER FANS, PETE UNIT 4 FGD, LUBE OIL SYSTEM, DWG# 23999S1, S/N P208305. | 204RFBF001 | 4-1 BOOSTER FAN, WHEEL & BEARINGS *** CONFINED SPACE ENTRY *** SEE NOTES PAGE 6 *** | FC1M-0750N | 1FA11F32 | 1 | EA | 155
PETE | 5711907 | 10.524.212 | VALVE, SPEED CONTROL, FOR FLY ASH DIFFUSER FEEDER, USED ON PETE #3 ASH SYSTEM, PER UC PO 54674-4. | 203AHFFA01 | A-1 PRECIP HOPPER AND NUVA FEEDER | 19826-2 | 1FA3F52 | 4 | EA | 95.24
PETE | 5012939 | 10.524.214 | VALVE, THERMO CONTROL, 130F, FOR INGERSOLL RAND MODEL L42-GS9 BLOWER PACKAGE, USED ON PETE 2 & 3 BAGHOUSE ASH SYSTEM TRANSPORT AIR. | 203AHAC000 | 3FA5002C- UNIT 3 FABRIC FILTER ASH TRANSPORT AIR BLOWER, INGERSOL RAND LCD42, 2813 AFCM @ 20 PSIG DISCHARGE 3PSFA5000-OIL PRESS SW. 3TSFA5001-DISC.TEMP.TRANS. 3TSFA5002-OIL TEMP.SW. | 23702053 | 2FA4A19 | 1 | EA | 256
PETE | 5706484 | 10.524.219 | VALVE, DOUBLE DIAPHRAGM, FOR PETE #3 IUCS FLYASH SILO BAGHOUSE, UCC CONTRACT #X-M01. | 203AHFSDC0 | UNIT 3 FLYASH SILO DUST COLLECTOR *** CONFINED SPACE ENTRY *** | 366215-4 | 2FA6C1 | 2 | EA | 449.11
PETE | 5012936 | 10.524.222 | VALVE, 1" P.O.N.O. DIAPHRAGM, FOR INGERSOLL RAND MODEL HL4001S00AA AIR DRYERS, USED ON PETE 2 & 3 BAGHOUSE INSTRUMENT AIR DRYERS. | 203BCOMP01 | UNIT 3 FABRIC FILTER COMPARTMENT #1, CONTAINS 34 ROWS OF 40 FILTER BAGS SUPPORTED ON WIRE CAGES, TOTAL OF 1360 BAGS. BAGS ARE 29.75' LONG, 5" DIAMETER. COMPARTMENTS ARE NUMBERED SO. TO NO., EAST TO WEST, S.E. IS #1, N.E.. IS #2. 2PI-FF-1801 DIFF.PRESS.GA | 630575 | 2FA4D22 | 2 | EA | 406
PETE | 5601172 | 10.524.227 | VALVE, EQUALIZING, 3000 PSI AT 200 DEG F USED ON PETE 3 & 4 PNEUMATIC INSTRUMENTATION. MANUFACTURER PART NO. = MM1VDB-2 |  |  | MM1VDB-2 | 2FA17A13 | 1 | EA | 253.91
PETE | 5301796 | 10.524.228 | VALVE, EXHAUST, FOR RETRACTABLE SOOT BLOWER COPES-VULCAN, MODEL MK-IIE, UNIT 3. (MAX. PSI 150#) | 203BSSBL01 | L-1 LONG RETRACT T 30 MARK 2 | OR37B | 2FA19E20 | 2 | EA | 86.42
PETE | 5713484 | 10.524.231 | VALVE, 12" NEWCON COMPLETE LESS ACTUATOR, DI BODY, 304SS GATE, BARE STEM, FOR PETE #3 BOTTOM ASH SYSTEM - BV-1, BV-2 & BV-3. | 203AH00000 | UNIT 3 ASH HANDLING SYSTEM | 12304DIBV | SB1BB1 | 1 | EA | 3560
PETE | 5009168 | 10.524.232 | GATE, VALVE, FOR CLARKSON 6" KG VALVE, C-276 HASTALLOY, USED ON PETE #1 & #2 SCRUBBER PUMP SUCTION & DISCHARGE VALVES. | 203RWFAT31 | AIR OPERATED FLYASH TRANSFER VALVE 3-1 | 11025823 | SB3E2D3 | 1 | EA | 1895.92
PETE | 3908022 | 10.524.245 | VALVE, 1/2", 125#, BRASS GATE, CRANE #428. | 202CDVPP03 | 2-3 CONDENSER VACUUM PUMP INCLUDES 480V/MOTOR AND CONTROLS. | 428.5 | 1FA10J8 | 29 | EA | 985.54
PETE | 5711273 | 10.524.251 | GATE, VALVE, 8", TOTALLY ENCLOSED 2-WAY, SLUICE, FOR PETE #3 PYRITE TRANSFER TANK, AS FURNISHED ON UC PO 54674-4. | 203AHTKP00 | UNIT 3 PYRITE HOLDING TANK. NORTH OF 3-6 PULV. | 3-1905-321 | SB1BF8 | 2 | EA | 10588.08
PETE | 5004024 | 10.524.266 | GATE, VALVE, KNIFE, CLARKSON 10" KGA, 17-4 PH STAINLESS STEEL, FOR PETE #3 SCRUBBER WASTE SLURRY PUMPS. | 203RDPGUF0 | UNDERFLOW PIPING **** SEE EQUIPMENT NOTES PAGE #6 **** ** NUCLEAR DENSITY GAGE ATTACHED TO PIPING ** | 3238-6 | SB3E2D2 | 3 | EA | 765
PETE | 5008075 | 10.524.267 | VALVE, KNIFEGATE, 24", NEWCON, ANSI 150# DRILLING, URETHANE LINED, SS GATE, BARE STEM, FOR SUCTION & DISCHARGE VALVES, USED PETE #3 SCRUBBER RECYCLE PUMPS. | 203RMVFDA1 | FV-110-1A RECYCLE PUMP DISCHARGE VALVE | 24316DIBV/FS | SB1BF5 | 2 | EA | 51692.65
PETE | 5706646 | 10.524.268 | VALVE, KNIFEGATE, 8", MODEL KGD, 316 SS GATE, GUM RUBBER SLEEVES, W/ STD. AIR CYLINDER, FOR PETE #1 & #2 DEWATERING HYDROCLONE DIVERTER & PETE #3 IUCS FILTER FEED PUMP SUCTION VALVES. | 203RWFP02A | P2A FILTER FEED PUMP AND MOTOR (EAST PUMP) | KGD8-AC | SB1CC3 | 1 | EA | 3470.97
PETE | 5713489 | 10.524.270 | VALVE, KNIFEGATE, 10", 40D, DOUBLE SEATED, W/ BEVELED GATE & EXTRA PACKING,"LESS ACTUATOR", NO FLOW CONE & NO WEARLINER, FOR PETE #4 TOP ASH VALVES {AG-11 & AG-12}. | 204AHVYG10 | AG-10 PRECIP DISCHARGE TO THE AIR ASH SEPERATOR | 1918-4-10116-0000-A00000A00000 | SB1BE4 | 2 | EA | 8530
PETE | 5706492 | 10.524.272 | VALVE, KNIFEGATE, 12", COMPLETE, W/ ACTUATOR, LIMIT SWITCHES & HARDWARE, FOR PETE #3 IUCS FLYASH SILO BAGHOUSE. | 203RWPGFA0 | FLYASH PIPING | 1918-3-123140100303A | SB1CD2 | 1 | EA | 5178
PETE | 5711721 | 10.524.279 | VALVE, KNIFEGATE, 4", LVC MODEL 93L, 150#, FULL LUG 304 SS BODY, SS GATE & SEAT, DUCTILE IRON YOKE & RETAINER, W/ TSLP PACKING, FOR PETE #1 BOTTOM ASH SYSTEM. | 204RBSTPH0 | PUMPHOUSE BUILDING | FIGURE LVC 93-A44-MH | 4FA56B1 | 1 | EA | 621.3
PETE | 3908861 | 10.524.282 | VALVE, KNIFE GATE, 8", HAND WHEEL OPERATED W/ 316 STAINLESS STEEL GATE, METAL SEAT, ANSI 150 LB. FOR USE AT PETE. | 203RGMIB0A | F30-3-A SEAL AIR BLOWER INCLUDES BLOWER HOUSING, BLOWER WHEEL, MOTOR, DUCT WORK AND ELECTRICAL CONTROLS. | KGV 170-080-952-MHX | SB1BE5 | 2 | EA | 1969.55
PETE | 5009978 | 10.524.283 | VALVE, KNIFEGATE, 8" CLARKSON KGD, DI BODY, 2205 GATE, GUM RUBBER SLEEVE, DRAIN PLATE W/MANUAL HANDWHEEL, USED ON PETE 5 MILL SLURRY TANK DRAIN. | 204MST4405 | BALLMILL SLURRY TANK | KGD08-MH-B9E10H12 | SB1IC4 | 1 | EA | 4255.65
PETE | 5004022 | 10.524.284 | GATE, VALVE, KNIFE, CLARKSON 8" KGA, 17-4 PH STAINLESS STEEL, FOR PETE #3 SCRUBBER WASTE SLURRY PUMPS. | 203RDPGUF0 | UNDERFLOW PIPING **** SEE EQUIPMENT NOTES PAGE #6 **** ** NUCLEAR DENSITY GAGE ATTACHED TO PIPING ** | 3348 | SB3E2D2 | 2 | EA | 1176.2
PETE | 5711269 | 10.524.300 | VALVE, ROTARY DISC, 10", PNEUMATIC ACTUATING, FOR PETE #3 & #4 FLY ASH DIFFUSER FEEDERS, PER UC PO 54674-4. | 203AHFFF41 | F-41 PRECIP HOPPER AND NUVA FEEDER | 1956-243 | SB1BB4 | 2 | EA | 5064.79
PETE | 3911102 | 10.524.319 | VALVE, INSTRUMENT-STD, CONN IN- .5 NPT MANUFACTURER PART NO. = H4A-4 1/2 | 203AHFU031 | 3-1 ROTARY DUSTLESS UNLOADER | H4A-4 1/2'' NPT | 1FA10F65 | 3 | EA | 382.35
PETE | 5505293 | 10.524.320 | VALVE, LESS BASE, FOR PETE 3A, 3B, 8A & 8B COAL CONVEYORS SECONDARY SAMPLERS, #2450-0014, J. B. LONG PROJ. #92062. | 266CHCSS3A | 3A COAL CONV. SAMPLER **** SEE EQUIPMENT NOTES PAGE #6 **** * CUTTING & WELDING PERMIT REQUIRED * | 0046-0057 | 1FA2D58 | 2 | EA | 230
PETE | 5701019 | 10.524.328 | VALVE, SHEARDISK., 3", USED ON THE NUVA FEEDER, PETE 2&3 BAGHOUSE. | 203BCOMP01 | UNIT 3 FABRIC FILTER COMPARTMENT #1, CONTAINS 34 ROWS OF 40 FILTER BAGS SUPPORTED ON WIRE CAGES, TOTAL OF 1360 BAGS. BAGS ARE 29.75' LONG, 5" DIAMETER. COMPARTMENTS ARE NUMBERED SO. TO NO., EAST TO WEST, S.E. IS #1, N.E.. IS #2. 2PI-FF-1801 DIFF.PRESS.GA | 1943-9-0-3--1-0 | SB1IC6 | 3 | EA | 15763.75
PETE | 5706803 | 10.524.331 | VALVE, 6" BLOWER ISOLATION, 6" CI BODY, UNDERCUT DI DISC, 416SS STEM, FKM SEAT, TRIM 656, SER #S01010015101, SERIES 30, USED ON PIN PADDLE MIXER/UNLOADER BLOWERS. | 203AHFBS01 | 3-1 SILO FLUIDIZING BLOWER | 300600-11011656 | 2FA6G19 | 1 | EA | 241.6
PETE | 5013417 | 10.524.335 | VANE, ROD END, USED ON BOOSTER FANS, PETE UNIT 4 FGD, VLV DAMPER COMPONENT, DWG# P208305-D30-400001, S/N P208305. |  |  | D30-400001.24 | 1FA11E31 | 1 | EA | 50
PETE | 5002546 | 10.524.337 | VARISTOR, METAL OXIDE FOR PRECIPITATOR ENVIRONMENTAL ELEMENTS CO, UNIT 4 MANUFACTURER PART NO = WA74996 | 204ENPRCP1 | UNIT 4 PRECIPITATOR 4-1 (SOUTH) INCLUDES CONTROLS, TR SETS, VIBRATORS, RAPPERS, DOORS, LOCKS AND HIGH VOLTAGE BUSHINGS. *********CONFINED SPACE SEE NOTES PAGE 6********* | WA74996 | 2FA21F1 | 5 | EA | 108.55
PETE | 5015921 | 10.524.345 | VFD 150/200 HP P406-1 DISPOSAL FEED PUMP | 204RDDFP01 | P-406-1 DISPOSAL FEED PUMP, MOTOR & MOTOR SPACE HEATER | SVX150A1 | SB1JA6 | 2 | EA | 37900
PETE | 5002504 | 10.524.352 | VOLTMETER, KVDC, FOR PRECIPITATOR ENVIRONMENTAL ELEMENTS, USED 4 MANUFACTURER PART NO = WA42161 (M2) | 204ENPRCP1 | UNIT 4 PRECIPITATOR 4-1 (SOUTH) INCLUDES CONTROLS, TR SETS, VIBRATORS, RAPPERS, DOORS, LOCKS AND HIGH VOLTAGE BUSHINGS. *********CONFINED SPACE SEE NOTES PAGE 6********* | WA42161 (M2) | 2FA21E5 | 1 | EA | 129.76
PETE | 5305463 | 10.524.357 | WAND, BURNER, IFM & CONDUIT ASSY. #6 & #16, FOR ALL PETE UNITS OIL IGNITION BURNERS, ABB C-E SVCS. DWG. #C-20-0-0161. | 204BFOS000 | UNIT 4 BOILER IGNITION SYSTEM. | C64-97478-06 | 4FA50A11 | 3 | EA | 1596
PETE | 5513801 | 10.524.365 | WASHER, (DOOR) S.E. PT #G34, USED ON VOLUMETRIC FEEDERS S.E. CO SHOP ORDER#S 5124-3-(1-6) UNIT #3 | 203BFCF001 | 3-1 COAL FEEDER ********SEE EQUIPMENT NOTES PAGE 6 ********** ***NUCLEAR DENSITY GAGE ATTACHED TO PIPING*** |  | 2FA15F21 | 18 | EA | 1.8
PETE | 5610161 | 10.524.401 | WASHER, TRIANGLE SPACER, PT #30143 REF. #56, FOR EUCLID ELECT. & MFG. CO. CENTRIFUGAL SWITCH - CAT #2210, USED ON COAL CONVEYOR. |  |  |  | 2FA1E35 | 2 | EA | 1.28
PETE | 5711666 | 10.524.430 | WIPER, ROD PT #40649-6 FOR T.E. SLUICE GATE CYLINDER, #3 UNIT. | 203AHBD001 | 3-1 DEWATERING BIN, GATES AND SCREENS |  | 1FA3E32 | 3 | EA | 4.8
PETE | 5004464 | 10.524.437 | ROPE, WIRE, FOR THICKENER RAKE W/CLD60 LIFING DEV EIMCO FOUNDRY OPERATION,MODEL C60B2P, UNIT PETE 3 MANUFACTURER PART NO = 88694A SER NO = 76011-01 | 203RDTHD01 | THICKNER DRIVE #1 GEAR REDUCER AND MOTOR | 88694A | SB3B1B6 | 187 | FT | 733.04
PETE | 5008006 | 10.524.444 | WIRE, BAILING, 302 STAINLESS WIRE, ASTM A580, .0808 DIAMETER, 125,000 PSI TENSILE STRENGTH, 100,000 PSI YIELD STRENGTH, FOR PETE #4 IUCS/CSI FL-101 & -102 VACUUM FILTERS. (4000 FT./ SPOOL) NOTE: TO BE FURNISHED ON 12" WOOD SPOOL | 204RWVFFL1 | FL 101 VACUUM FILTER MCC 101 ROTARY VACUUM FILTER FL-101 ***CONFINED SPACE ENTRY***SEE NOTES PAGE 6*** |  | 4FA50B10 | 2 | SPL | 1090.68
PETE | 5304673 | 10.524.480 | WIRE, IGNITION, HIGH TEMP., BLACK, 5.1 MM O.D., 10,000 VAC @ 482 DEG. F., FOR PETE #4 & EWS #7. | 204BFIGL01 | LEVEL 1/2 IGNITORS INCLUDES A,B,C AND D CORNERS | CRT16-8BK | 2FA25J8 | 290 | FT | 4640
PETE | 5607192 | 10.524.490 | WORM, TAKE-OFF SHAFT, ITEM #T4-185, USED ON CRANE TELEDYNE MOTORIZED VALVEOPERATORS, FOR CRANE TELEDYNE VALVE CAT. #T-4-02, SO #950048, SER. #T-1148. |  |  |  | 2FA7F6 | 2 | EA | 74.68
PETE | 6006121 | 10.525.247 | KIT, ACTUATOR, NON-CONTACT SENSOR PWA, FOR HONEYWELL 10260A HERCULINE ACTUATOR, USED ON PETE #3 & #4 BOILER SECONDARY AIR DAMPER DRIVES. |  |  | 51404926-501 | 1FA1H38 | 7 | EA | 2940
PETE | 5305096 | 10.525.249 | PNEUMATIC ACTUATOR REPAIR KIT, FAIL CLOSED, FOR JAMESBURY 2" BALL VALVE, FOR PETE 1,2,3,4 BOILER IGNITION SYSTEM. | 203BFOS000 | UNIT 3 BOILER IGNITION SYSTEM | V00-10164 | 2FA11F18 | 2 | EA | 84
PETE | 5004152 | 10.525.251 | KIT, SERVICE, FOR ACTUATOR MARK CONTROLS, MODEL 897, SIZE/TYPE 200 VALVE MANUFACTURER PART NO = 9372H | 203RMDWV00 | LCV 200 DEMINSTER TANK LEVEL CONTROL VALVE. (200 VALVE); INCLUDES VALVE AND CONTROLS. | 9372H | 2FA19G44 | 1 | EA | 125
PETE | 5008201 | 10.525.257 | ACTUATOR, 24 IN KGA VLV, CLARKSON COMPANY, MODEL , USED/UNIT PETE 4 FGD MANUFACTURER PART NO = 3610 | 204RMQFPC2 | P-402C-2 QUENCHER PUMP | 3610 | SB3E2C3 | 2 | EA | 506.68
PETE | 5007013 | 10.525.264 | ACTUATOR, GEAR,SHUTOFF VALVE TOWER INLET,LOUVER DAMPER ,LIMITORQUE CORPORATION, MODEL SMC043, MANUFACTURER PART NO = HIBC | 204RFBFV01 | 4-1 BOOSTER FAN VANES INCLUDES OPERATOR, LINKAGE AND CONTROLS *** CONFINED SPACE ENTRY *** SEE NOTES PAGE 6 *** | PT#HIBC | SB1JD10 | 1 | EA | 890.63
PETE | 5012633 | 10.525.268 | ACTUATOR, DAMPER, BYPASS DAMPER SEAL AIR BLOWER, BETTIS DOUBLE ACTING, RACK & PINION PNEUMATIC ACTUATOR, USED ON FOSTER WHEELER P.J.FF. (BAGHOUSE) BYPASS DAMPER SEAL AIR BLOWER DAMPER | 203BA4600C | 3BA4600C - UNIT 3 FABRIC FILTER BYPASS DAMPER SEAL AIR BLOWER AND MOTOR. 3BA4700Y - SEAL AIR BLOWER DAMPER, EFFOX, 36" ROUND. 3SV-BA-4700C - CLOSE SOLENOID 3SV-BA-4700O - OPEN SOLENOID 3ZS-BA-4700C - CLOSE LIMIT SW. 3ZS-BA-4700O - OPEN LIMIT SW. | DD0100.B2A00K.19K0 | 2FA4C28 | 1 | EA | 300
PETE | 5721193 | 10.525.269 | ACTUATOR, DOUBLE ACTING PNEUMATIC, W/ DE-CLUTCH OVERRIDE & HARDWARE, FOR MOUNTING TO 4" BUTTERFLY VALVE, USED ON PETE #3 & #4 BOTTOM ASH SYSTEMS. | 203AHVY201 | COV-2020-1, 3-1 PYRITE JET PULSION PP SUPPLY VV. | 2R130 / DEC / 803 | 4FA54B4 | 1 | EA | 1273.01
PETE | 5706804 | 10.525.272 | PNEUMATIC ACTUATOR, RACK & PINION, DOUBLE ACTING ISO MOUNT, DOUBLE TRAVEL STOPS, USED ON PIN PADDLE MIXER/UNLOADER WATER HOSE VALVE. | 203AHFU031 | 3-1 ROTARY DUSTLESS UNLOADER | 2R80DA | 2FA6C22 | 1 | EA | 172.3
PETE | 5013519 | 10.525.273 | ACTUATOR, VD, ITEM #D224, USED ON PETE 4 SCRUBBER OXIDATION AIR COMPRESSORS. | 204OACM402 | OXIDATION AIR COMPRESSOR 44-02 | 72281 | 1FA11I7 | 1 | EA | 7928
PETE | 5711982 | 10.525.277 | ACTUATOR, VALVE, ELOMATIC EDA-350 W/ ADAPTER, FOR 6" & 8" PLIAXSEAL VALVES, USED ON PETE #1 & #3 BOTTOM ASH SYSTEMS & PETE #3 IUCS WATER TRUCK FILL STATION & PETE 3 RECLAIM WTR PMPS DISCHARGE VALVES. | 203AHV351A | COV-2035-1A ASH HOPPER SEAL TROUGH DRAIN VALVE. | EDA-350 | 4FA55A4 | 2 | EA | 715.2
PETE | 5604203 | 10.525.278 | ACTUATOR, VALVE, MARKAIR 961A, FOR #3 COAL PIPING SEAL AIR VALVE. | 203BFCM004 | 3-4 PULVERIZER *** CONFINED SPACE ENTRY *** *** FOR PYRITE SECTION ONLY - SEE NOTES PAGE 6 *** | N84DACS1 | 2FA25D9 | 0 | EA | 0
PETE | 5721001 | 10.525.280 | ACTUATOR, VALVE, SCOTCH YOKE, DOUBLE ACTING DESIGN, FOR 10" & 12" WATER VALVES, USED ON PETE #3 BOTTOM ASH SYSTEMS. | 203AHVY022 | COV-2022 PYRITE HOLDING TANK HYDROJECTOR WATER SUPPLY VALVE. | CB-725-DA | 4FA53A2 | 2 | EA | 2821.52
PETE | 5004683 | 10.525.281 | ACTUATOR, VALVE, FAIL OPEN, FOR LEVEL CONTROL VALVE, USED ON PETE #3 SCRUBBER DEMISTER RECIRCULATING WASH TANK | 203RMVF212 | FCV DEMISTER WASH RECIRC VALVE. FOR P2-3-A AND P2-3-B DEMISTER WASH PUMPS. | PT450 S-12 H | SB1GE6 | 1 | EA | 519.7
PETE | 5721238 | 10.525.283 | ACTUATOR, VALVE, BUTTERFLY, FAILED CLOSED PNEUMATIC RACK & PINION, MORIN MRP O25 SPRING RETURN, FOR PETE #2, #3 & #4 BOTTOM ASH HOPPER FLUSHING HEADERS. | 202AHBHH0A | UNIT 2 A BOTTOM ASH HOPPER. ***CONFINED SPACE ENTRY*** ***SEE NOTES PAGE 6*** | MRP-025-K-S080 | 4FA54B4 | 1 | EA | 850.5
PETE | 3910141 | 10.525.285 | ACTUATOR, POS SWITCH, FOR MOTOR OPERATED VALVE MICROSWITCH, MODEL T4-02, TYPE/USED UNIT 1 MANUFACTURER PART NO = T4-175 SER NO = T-1144 |  |  | T4-175 | 1FA10E63 | 1 | EA | 12.04
PETE | 5601944 | 10.525.286 | ACTUATOR, VALVE, TYCO-WESTLOCK, SMART CAL POSITIONER, FOR 300 SERIES VALVES, 4-20mA TRANSMITTER, USED ON PETE SCRUBBER BALL MILLS, DEMISTER SPRAY VALVES & DILUTION VALVES. (SAME AS SERIAL #17630) | 272BML0100 | BML 120-1 LIMESTONE BALL MILL *** CONFINED SPACE ENTRY *** *** SEE NOTES PAGE 6 *** | SMI1DDON-NB | 2FA17A29 | 2 | EA | 3005.88
PETE | 5007005 | 10.525.287 | ACTUATOR, VALVE, OP BOOST FAN OUTL, LOUVER DAMPER LIMITORQUE MODEL SMB, PT #SMB-00-15, SIZE 00. | 204RGMODOA | A TOWER OUTLET DAMPER & OPERATOR | PT#SMB-00-15 | SB1JB11 | 1 | EA | 9122
PETE | 5706799 | 10.525.288 | ACTUATOR, VALVE, QUADRA-POWER, SPRING DIAPHRAGM ROTARY, USED ON PIN PADDLE MIXER/UNLOADER CONDITIONING WATER CONTROL VALVE. | 203AHFU031 | 3-1 ROTARY DUSTLESS UNLOADER | QPX1C/K15 | 2FA6H1 | 1 | EA | 625.65
PETE | 5706861 | 10.525.289 | ACTUATOR, W/LIMIT SWITCH & SOLENOID, FOR 2" BALL VALVE W/MOUNTING BRACKET USED ON PETE 4 FLUSH WATER VALVES ON FILTER FEED & RECLAIM WATER PUMPS. | 272FFP4100 | FFP 44-01 FILTER FEED PUMP | AS0150/2004/WT8551 | 2FA6H6 | 1 | EA | 799.4
PETE | 5301064 | 10.525.292 | ADAPTER, PETE 3, FOR COPES-VULCAN, MODEL SOOTBLOWER, MODEL RW-5E MANUFACTURER PART NO = 21462 | 203BSSBA01 | A-1 "A" ROW WALL SOOTBLOWER | 21462 | 1FA3C5 | 4 | EA | 512.84
PETE | 5006095 | 10.525.301 | ADAPTER, PIPE/FLARE, 1/2 NPT FOR VALVE CLARKSON VALVE, UNIT PETE 4 MANUFACTURER PART NO = 2022-8-8S | 204RDVYC1A | C-1 ABSORBER FEED PUMP DISCHARGE VALVE FV402C | 2022-8-8S | 2FA19H28 | 5 | EA | 12.15
PETE | 5305431 | 10.525.314 | ADAPTER, CABLE ASSEMBLY, 8 FT. LONG, FOR PETE #2, #3 & #4 ABB C-E SVCS. BOILER FLAME SCANNER SYSTEMS. | 203BFFSMAG | UNIT 3 FLAME SCANNER SYSTEM DETECTOR, TIPS, NOZZLES, TUBES AND ELECTRONICS | C10-97757 | 2FA25C20 | 2 | EA | 705.96
PETE | 5003104 | 10.525.326 | ADAPTER, INLET FLANGED, RUBBER LINED, FOR PETE #3 & #4 SCRUBBER MILL SLURRY HYDROCLONES, KREBS MODEL D6BB12DEG, S/N 20442-46. | 203RPMSH00 | MILL SLURRY HYDROCLONES | 62F-RG-3 | SB3F1B1 | 0 | EA | 0
PETE | 5701864 | 10.525.328 | ADAPTOR, PIPING, 10", W/ RUBBER GASKET, FOR PETE #1 & #2 BOTTOM ASH SYSTEMS, A-S-H CONTRACT #CA2345. | 203AHBHH0A | UNIT 3 (A) BOTTOM ASH HOPPER ***CONFINED SPACE ENTRY*** ***SEE NOTES PAGE 6*** | A-5167W | SB5A1A4 | 1 | EA | 660.4
PETE | 5702736 | 10.525.331 | ADAPTER, PUMP, INLET, 6" WATER SUPPLY TO 8" JETPULSION PUMP (3-1602-90-E), USED ON EWS BOTTOM ASH HOPPERS & HTP & PETE #3 & #4 PYRITE HOLDING TANK DISCHARGE PIPING. | 204AHTKPH0 | UNIT 4 PYRITE HOLDING OR TRANSFER TANK. | 16239 | SB1AD4 | 1 | EA | 2119
PETE | 5004506 | 10.525.448 | ASSEMBLY, GEAR FRAME, FOR LIMITORQUE ACTUATOR TYPE SMC-0, ITEM #1, PT #6001-272, USED ON PETE #3 SCRUBBER RECYCLE PUMP SUCTION DISCHARGE VALVE. |  |  | 6001-272, | 2FA4C25 | 1 | EA | 576
PETE | 5004335 | 10.525.460 | AUGER, CONVEYOR, FOR LIME WEIGH FEEDER ACRISON INC, MODEL 203B105ZN MANUFACTURER PART NO = 402 SER NO = 65968 | 203RPWFB00 | LIMESTONE WF BELT, REDUCER, & ROLLERS M1-3. | 402 | SB3C1A6 | 1 | EA | 538.4
PETE | 5004315 | 10.525.469 | FILTER BAG, FOR ARMCO AUTOMETRICS PSM-400 ULTRASONIC PARTICLE SIZE MONITOR AND AIR ELIMINATOR SYSTEM USED FOR OPERATION OF PETE#3 & 4 KVS BALL MILLS. | 203RPPSM00 | UNIT #3 BALLMILL PARTICLE SIZE MONITOR DENSITY AND GRIND SIZE DEVICE AND TRANSMITTER. | 001670-001 | 4FA4G1 | 16 | EA | 126.72
PETE | 5003689 | 10.525.481 | BALL, FOR SINGLE LINE AUTO SPRAY PANEL ON SO2 SYS FARVAL, USED BALL MILL LUBE SYS MANUFACTURER PART NO = U230G | 203RPBMLO0 | BALL MILL LUBE SYSTEM M2-3 | U230G | 2FA14E43 | 2 | EA | 1.46
PETE | 5003391 | 10.525.484 | BALLS, GRINDING, 2-1/2" DIA. "MOLY-CAP" M250XTD, FOR PETE #3 & #4 SCRUBBER LIMESTONE BALL MILLS. (APPROX. 2000#/DRUM). | 203RPBM000 | M2-3 BALL MILL LINERS,SCREENS,AND INTERNALS | R-C65 | SCRUBBER | 42 | DR | 47071.72
PETE | 5701705 | 10.525.488 | BALL, PIVOT, 1-1/4" DIA., SS, FOR FLYASH DIFFUSER, USED ON EWS #7 & PETE #3 & #4 ELECTROSTATIC PRECIPITATOR DISCHARGE HOPPERS, PER UC DWG. #5-1512-106. | 203AHFFA01 | A-1 PRECIP HOPPER AND NUVA FEEDER | SK-15467 | 1FA3F55 | 15 | EA | 748.65
PETE | 4007262 | 10.525.493 | BALLAST, FLUORESCENT, FOR (2) 40 WATT RAPID START LAMPS, 120V-60HZ. | 203ELPR003 | UNIT 3 PRECIPITATORS LIGHTING INCLUDES LIGHTING 0N ALL UNIT 3 PRECIPITATORS | RELB2S40SC351 | 1FA21D2 | 11 | EA | 157.08
PETE | 5207184 | 10.525.509 | BAR, LOCK, 18" & 20" DIA FLOW CONTROL VALVE ON MARLEY COOLING TOWER, MODEL 674-4-12, S/N 674-12-88-73 MANUFACTURER ITEM NO = 1.6, #731539 | 202WCCT000 | UNIT 2 COOLING TOWER SYSTEM | 1.6 731539 | SB5A4B3 | 4 | EA | 332
PETE | 5301793 | 10.525.520 | BAR, RETAINING, PETE 3, FOR RETRACTABLE SOOT BLOWR COPES-VULCAN, MODEL MK-II. | 203BSSBL01 | L-1 LONG RETRACT T 30 MARK 2 | 082688 | 2FA19D14 | 3 | EA | 76.23
PETE | 5207509 | 10.525.535 | BASE, RELAY, 8 BLADE SOCKET STYLE, 5 AMP RATING, USED WITH BULLETIN 700-HK RELAYS, ACCEPTS FORKED LUGS, W/RETAINER CLIP, FOR #4 COOLING TOWER. |  |  | 700-HN122 | 4FA5D8 | 4 | EA | 84
PETE | 5004685 | 10.525.635 | 6 CI FAN, CW ROTATION, ARRANGEMENT 4, WITH 3 HP MOTOR, S/N 1022CY-1, CLARAGE DWG @ #8287-B-3599-1, USED AT PETE 3&4 SILO TELESCOPIC SPOUT DUST COLLECTOR FAN. | 203RWFATSP | UNIT 3 FLY ASH SILO TELESCOPIC SPOUT, BLOWER, HOIST AND MOTOR FOR LOADING FLY ASH TRUCKS |  | SB1GC9 | 1 | EA | 5906
PETE | 5706155 | 10.525.638 | ABS CLOSED END COVER, TA5215/TA6307 | 204RWCB06A | CO-6A RADIAL STACKING CONVEYOR. | 905142 | SB1MD7 | 1 | EA | 50
PETE | 7001442 | 10.525.651 | BEARING, BALL,SINGLE ROW,ANGULAR CONTACT,MEDIUM SERIES,35 MM BORE,FLUSH GROUND FOR DUPLEX MOUNTING | 203RGMOD0A | FD60-A MODULE OUTLET DAMPER INCLUDES DRIVE UNIT, DAMPER, CHAIN AND ELECTRICAL CONTROLS. WIEGHT 1,560 LBS. | F07AX64080 | 1FA7E62 | 3 | EA | 121.59
PETE | 5706553 | 10.525.657 | BEARING, BALL, FLANGED, FOR FILTER DRUM VAT AGITATOR, USED ON PETE #4 CSI VACUUM FILTERS, FL-101 & FL-102, DORR-OLIVER S/N CSP0000252-1. | 204RWVFFA1 | FL-101 VACUUM FILTER AGITATOR | F60095 | 2FA1B31 | 0 | EA | 0
PETE | 6706895 | 10.525.659 | BEARING, BALL INBOARD, FOR SIEMENS-ALLIS CHALMERS, MODEL 3X3X6.5L, SIZE F2L1 MANUFACTURER PART NO = 5 026 3 SER NO = 751 18388 3 1. | 204RDTHR02 | #2A EAST THICKNER DRIVE GEAR REDUCER & MOTOR | F10BH56710 | 2FA5F16 | 2 | EA | 16.82
PETE | 7001256 | 10.525.664 | BEARING, BALL, SINGLE ROW, RADIAL, LIGHT SERIES, 110 MM BORE, OPEN. | 203RMRCMA1 | A-1 RECYCLE PUMP MOTOR. (PI-3-A1) INCLUDES MOTOR AND CONTROLS. | 6222 | 1FA7C28 | 4 | EA | 995.78
PETE | 7001103 | 10.525.667 | BEARING, BALL, SINGLE ROW, RADIAL, MEDIUM SERIES, 25 MM BORE, OPEN. | 203BSSBL01 | L-1 LONG RETRACT T 30 MARK 2 | 6305JEM | 1FA13C25 | 5 | EA | 44.2
PETE | 7001060 | 10.525.669 | BEARING, BALL, SINGLE ROW, RADIAL, LIGHT SERIES, 35 MM BORE, OPEN. | 203SBS0000 | PARENT TO PETE UNIT 3 SBS (SODIUM BASED SOLUTION), WET SORBENT INJECTION SYSTEM EQUIPMENT INSTALLED IN 2014 TO COMPLY WITH THE "MERCURY AND AIR TOXICS STANDARDS" (MATS). | 6207JEM | 1FA7F65 | 3 | EA | 40.62
PETE | 5003233 | 10.525.677 | BEARING, BALL, SINGLE ROW, RADIAL, MEDIUM SERIES, 85 MM BORE, OPEN, FOR PETE #3 IUCS RECLAIM WATER PUMPS, GOULDS PUMPS MODEL 3175M, 6 X 8 X 18, S/N 237B948. | 203RDRWP3A | P6-3A RECLAIM WATER PUMP INCLUDES PUMP, MOTOR AND CONTROLS | 317W | 2FA14H4 | 1 | EA | 285.84
PETE | 7001164 | 10.525.683 | BEARING,BALL,SINGLE ROW,RADIAL,MEDIUM SERIES, 20 MM BORE,WITH SNAP RING | 204AH00000 | UNIT 4 ASH HANDLING SYSTEM | F07BH66528 | 1FA7E56 | 2 | EA | 17.94
PETE | 7001105 | 10.525.686 | BEARING,BALL,SINGLE ROW,RADIAL,MEDIUM SERIES, 25 MM BORE,1 SHIELD | 203BSSBL01 | L-1 LONG RETRACT T 30 MARK 2 | F07BH67716 | 1FA7F62 | 3 | EA | 30.6
PETE | 7001075 | 10.525.689 | BEARING, BALL, SINGLE ROW, RADIAL, LIGHT SERIES, 30 MM BORE, W/ 1 SHIELD. | 203RWVFFA1 | FL-1 VACUUM FILTER AGITATOR | SKF 6206ZJEM | 1FA7F64 | 2 | EA | 27.52
PETE | 5005280 | 10.525.692 | BEARING,BALL,SINGLE ROW,RADIAL,MEDIUM SERIES, 35 MM BORE,2 SEALS,WITH SNAPRING | 204RBSMBMD | BALL MILL AREA DRAINAGE SUMP MIXER & MOTOR | M82BH73365 | 4FA4E14 | 1 | EA | 22.34
PETE | 5005278 | 10.525.694 | BEARING,BALL,SINGLE ROW,RADIAL,LIGHT SERIES, 40 MM BORE,2 SHIELDS | 204RBSMBMD | BALL MILL AREA DRAINAGE SUMP MIXER & MOTOR | B24BH68904 | 4FA4E14 | 1 | EA | 17.87
PETE | 7001061 | 10.525.696 | BEARING,BALL,SINGLE ROW,RADIAL,LIGHT SERIES, 40 MM BORE,2 SHIELDS | 204RDTHR02 | #2A EAST THICKNER DRIVE GEAR REDUCER & MOTOR | 209KDD | 1FA7F65 | 5 | EA | 97
PETE | 5714208 | 10.525.698 | BEARING, BALL, SINGLE ROW, RADIAL, LIGHT SERIES, 45 MM BORE, 2 SEALS, FOR PETE #3 & #4 S-E COAL FEEDERS. | 203BFCF001 | 3-1 COAL FEEDER ********SEE EQUIPMENT NOTES PAGE 6 ********** ***NUCLEAR DENSITY GAGE ATTACHED TO PIPING*** | 88509 | 2FA15F25 | 4 | EA | 239.14
PETE | 5301078 | 10.525.701 | BEARING, BALL, SINGLE ROW, RADIAL, 26 MM, 2 SEALS, FOR PETE #3 & #4 SOOTBLOWERS. | 203BSSBA01 | A-1 "A" ROW WALL SOOTBLOWER | NDH-88026 | 1FA3E4 | 4 | EA | 161.2
PETE | 5012901 | 10.525.707 | BALL BEARING, 3", USED ON FOSTER WHEELER P.J.F.F. (BAGHOUSE) INLET DAMPERS. | 203BA3101Y | UNIT 3 FABRIC FILTER - COMPARTMENT 1, INLET DAMPER, ,EFFOX LOUVER DAMPER, 3BA3101Y; 3ZS-BA-3101O-OPEN LIMIT SW. 3ZS-BA-3101C-CLOSE LIMIT SW. 3SV-BA-3101O-OPEN SOV 3SV-BA-3101C-CLOSE SOV NORGREN 10 X 12 CYLINDER PART #'S LISTED IN NOTES | E335000030 | SB1IC3 | 4 | EA | 6396.92
PETE | 5301070 | 10.525.709 | BEARING, CAMROL #180085 FOR RWSE WALL BLOWERS PETE #3. | 203BSSBA01 | A-1 "A" ROW WALL SOOTBLOWER | M35DJ91700 | 1FA3E3 | 8 | EA | 113.76
PETE | 5706518 | 10.525.711 | BEARING, FLANGE, FOR FILTER DRUM VAT AGITATOR, USED ON PETE #4 CSI VACUUM FILTERS, FL-101 & FL-102, DORR-OLIVER S/N CSP0000252-1. | 204RWVFFA1 | FL-101 VACUUM FILTER AGITATOR | F60086 | SB3B1A1 | 2 | EA | 1366.07
PETE | 5003316 | 10.525.712 | BEARING, 2 IN DIA DRIVE SCREW MARK #FB-7 FOR S02 SCRUBBER BOOSTER FAN OUTLET ISOLATORS SERIAL/TAG #S FD-20A/B ANDCO PROJECT 881-82100 PETE 3. DODGE TYPE K 4 BOLT FLANGE #056241. |  |  | 056241 | 2FA14B13 | 2 | EA | 207
PETE | 5706464 | 10.525.715 | BEARING, FLANGE, 1-7/16" BORE, SUPPORT, DRIVE-CHAIN SPROCKET, FOR DUAL DIRECTION HOPPER POSITIONER, USED ON PETE #3 IUCS/CSI TRAIN FLYASH LOAD-OUT STATION, DCL MODEL #HPD6X2-251-M1Q1P1, JOB #J015719, S/N 20578007, TAG #M006. | 203RWTLS01 | UNIT 3 FLYASH SILO DCL TRAIN LOADOUT STATION | FB250X1-7/16 | 2FA6B2 | 3 | EA | 167.01
PETE | 5013505 | 10.525.721 | BEARING, JOURNAL - ITEM #T210, USED ON PETE 4 SCRUBBER OXIDATION AIR COMPRESSORS. | 204OCS4402 | OXIDATION AIR COMPRESSOR SKID 2 | GL400T009 | 1FA11D17 | 1 | EA | 22237
PETE | 5304302 | 10.525.726 | BEARING, NEEDLE THRUST, CAGE & ROLLER ASSY., 2-1/4" ID X 3" OD, FOR PETE #2 BURNER LINE ISOLATION VALVES. | 203BFCBA00 | A CORNER BURNERS, TILTS, LINKAGE, AND DRIVE UNIT | V414562-B01 | 2FA25F35 | 4 | EA | 27.28
PETE | 5706111 | 10.525.727 | BEARING, MIXER, NEEDLE, HEAVY DUTY, 3-1/2" BORE, 4-1/2" OD, 2" WIDTH, 1 SEAL, W/O INNER RACE, FOR PETE #3 & #4 IUCS/CSI SURGE TANK AGITATORS. |  |  | MR56S | 2FA15E59 | 6 | EA | 323.22
PETE | 5706276 | 10.525.731 | BEARING, PILLOW BLOCK, DOUBLE-INTERLOCK, 1-15/16" BORE, 2-BOLT, 8-1/4" BOLT-HOLE CENTER, TAPERED ROLLER BEARING, NON-EXPANSION, 6-1/8" OVERALL HEIGHT. (DODGE / DO NOT SUBSTITUTE) | 204RWCB02A | CO-102A MIXER FEED CONVEYOR. | P2B-DI-115R / 023337 | 4FA55A8 | 2 | EA | 1299.53
PETE | 5714292 | 10.525.733 | BEARING, PILLOW BLOCK, 2-7/16" BORE, 2-BOLT, FOR PETE 3B & 8A COAL CONVEYOR MAGNETIC SEPARATORS, DINGS MODEL 66. | 266CA08AMM | 8A MAGNET MOTOR **** SEE EQUIPMENT NOTES PAGE #6 **** * CUTTING & WELDING PERMIT REQUIRED * | NP39 | 2FA1H16 | 0 | EA | 0
PETE | 7003506 | 10.525.735 | BEARING, PILLOW BLOCK, TYPE E, 3-15/16", 4-BOLT, 12-1/2" BOLT HOLE CENTER, TAPERED ROLLER BEARING, 8-1/2" OVERALL HEIGHT, FOR PETE 33" X 30" BOTTOM ASH EXCEN-CRUSHERS & PETE 8A COAL CONVEYOR. "NOTE: BASE LENGTH MILLED TO 15" | 266CA08ACB | 8A COAL CONVEYOR BELT *** SEE EQUIPMENT NOTES PAGE #6 *** * CUTTING & WELDING PERMIT REQUIRED * BEFORE ARC WELDING WITHIN 100 FEET OF DETECTOR. | TYPE E | SB1FC4 | 4 | EA | 1751.28
PETE | 7003534 | 10.525.736 | BEARING, PILLOW BLOCK, TYPE E, 1-1/2" BORE, 2-BOLT, 6-1/4" BOLT HOLE CENTER, TAPERED ROLLER BEARING, 4-1/4" OVERALL HEIGHT. | 203RWLSC04 | CO-4 LIME SCREW CONVEYOR AND MOTOR | 023004 | 4FA2B14 | 2 | EA | 254.54
PETE | 5005452 | 10.525.740 | BEARING, PILLOW BLOCK, 4-BOLT, 2-3/16 IN BORE, NORMAL DUTY,FIXED,5 IN OVERALL HEIGHT | 204RPWF000 | LIMESTONE WEIGH FEEDER WF-401. | REX ZA-2203 | 2FA19D25 | 1 | EA | 313.6
PETE | 5013497 | 10.525.754 | KIT, AGITATOR, REBUILD, 4040 DBL, INCLUDES BEARINGS, OIL SEALS, O-RINGS AND GASKETS, USED ON UNIT 4 #5 BALL MILL SLURRY TANK AGITATOR, BALL MILL TOP ENTRY. | 204MST4405 | BALLMILL SLURRY TANK | 12815-4040-2 | 1FA25A12 | 1 | LT | 3706
PETE | 5005001 | 10.525.755 | AGITATOR, CHEMINEER, MODEL 1HTD-2 REF: MIXER A, 56 RPM GEAR W/2HP 1200 RPM MOTOR W/SPACE HEATER. SPECIAL COATED WETTED MIXER PARTS | 204RBSU402 | 402 DISPOSAL AREA DRAINAGE SUMP AGITATOR & MTR | 1HTD-2 (MIXER A) | SB2FLOOR | 1 | EA | 15150.11
PETE | 6106642 | 10.525.761 | ALARM, ASSY, FOR FLOW INDICATOR FISCHER & PORTER CO., UNIT PETE 3 MANUFACTURER PART NO = 807A001U01. |  |  |  | 1FA4E17 | 0 | EA | 0
PETE | 5002506 | 10.525.764 | AMMETER, AC,750MA T/R (M3),FOR UNIT 4 PRECIPITATOR MANUFACTURER PART NO = WA42148 |  |  | WA42148 | 2FA21E6 | 1 | EA | 81.79
PETE | 5610379 | 10.525.770 | AMPLIFIER, 4-20mA SINGLE CHANNEL OUTPUT, 5 ALARM RELAYS, 110 VAC POWER, 2 WIRE, USED ON HAWK LEVEL TRANSMITTERS. |  |  | HAWK RMA20-26-115 | 4FA50A3 | 1 | EA | 1578
PETE | 5711473 | 10.525.792 | ANGLE, R.H. GUIDE, #SK-20274 FOR DEWATERING BINS, 24" X 24" SLUICE GATE (5-2001-76) AS FURNISHED ON U.C.C. P.O. 54664-4 FOR ASH HANDLING SYS, PETE#3. | 203AHBD001 | 3-1 DEWATERING BIN, GATES AND SCREENS |  | SB5A1A7 | 2 | EA | 223.48
PETE | 5702577 | 10.525.796 | ANGLE, GUIDE, L.H., PT #SK-20275, DWG. 4-2001-15B FOR 24" X 24" ASH SLUICEGATE ON E.W. STOUT #9, 10, 50 & 60 BOILER SLAG HOPPERS, PETE #2 & 3, AND HTP. "SHOP FABRICATED AT HTP". | 203AHBD001 | 3-1 DEWATERING BIN, GATES AND SCREENS | SK-20275 | SB5A1A7 | 3 | EA | 674.13
PETE | 5225624 | 10.525.797 | ZINC ANODE SET, FLYGT PUMP MODEL #3102.185-5170 & 3102.185-5171, USED ON PETE FGD CLARIFIER TUNNEL SUMP PUMP & PETE 3 OUTBOARD TRENCH COLLECTION SUMP PUMP. | 245DGN003A | F.G.D. CLARIFIER TUNNEL SUMP PUMP A. INCLUDES PUMP/MOTOR, CONTROLS, VALVES AND PIPING. FED FROM WWTP PANELBOARD: 480V PANEL 3, 50 AMP 3 PH.BREAKER #9. | 6659007 | 2FA18F6 | 2 | EA | 238
PETE | 5225634 | 10.525.798 | ZINC ANODE SET, FLYGT PUMP MODEL #3085.183-5268, USED ON PETE 3 PUMP HOUSE BUILDING SUMP PUMP. | 245FPHBSPA | UNIT 3 PUMP HOUSE BUILDING SUMP PUMP "A", INCLUDES PUMP/MOTOR, CONTROLS, VALVES AND PIPING. | 6659004 | 2FA18F6 | 1 | EA | 131
PETE | 5225627 | 10.525.799 | ZINC ANODE SET, FLYGT PUMP MODEL #3301.185-5108 , USED ON PETE FGD TRANSFER SUMP PUMP. | 245FGDTSPA | FGD TRANSFER SUMP PUMP "A" INCLUDES PUMP/MOTOR, CONTROLS, VALVES AND PIPING. FED FROM. | 6715611 | 2FA18D10 | 1 | EA | 704
PETE | 5012777 | 10.525.803 | ANVIL, FOR ERIEZ MODEL D55HT VIBRATORS WITH S/N 270535, USED ON FOSTER WHEELER P.J.F.F. (BAGHOUSE) HOPPERS. | 203AHHPR01 | UNIT3 ASH HOPPER # 1, HOPPER HEATERS &; 3FA5001V-ASH GATE 3SV-FA5001-SOV 3TE-FF-1701A & B- RTD TEMP. DETS. 3LE-FF-1501-HH ASH LEVEL ELEMENT 3LE-FF-1601-H ASH LEVEL ELEMENT 3FF1301E-VIB. 3FF1401E-VIB. SEE ASSET NOTES FOR MFG PART NUMBERS. | 180002 | 2FA21G29 | 1 | EA | 43
PETE | 5003111 | 10.525.813 | ARM, TORQUE, CLUTCH, FOR PETE #3 & #4 SCRUBBER LIMESTONE BALL MILLS, AIRFLEX CLUTCH MODEL 42VC650. | 203RPBMC00 | BALL MILL CLUTCH M2-3 | 201283 | 2FA14H2 | 20 | EA | 1445
PETE | 5721602 | 10.525.815 | LEVER ARM, LIMIT SWITCH, ADJUSTABLE LENGTH (1-1/2" TO 3-1/2"), MOUNTED NYLON ROLLER, (3/4" DIA. X 1/4" WIDE), FOR PETE BOTTOM ASH SYSTEMS. |  |  | LSZ52C | 1FA3E49 | 4 | EA | 75
PETE | 5304793 | 10.525.816 | LEVER ARM, 3", (MACHINED), FOR DAMPER DRIVES, USED ON PETE #3 & #4 ABB C-E SVCS. BOILER COAL NOZZLES, TILTS & LINKAGE. | 203BFCBA00 | A CORNER BURNERS, TILTS, LINKAGE, AND DRIVE UNIT | 745-961-BE (CLAMP STUD) | 2FA8F3 | 10 | EA | 1200
PETE | 5701093 | 10.525.827 | ARM, FOLLOWER, 3", USED ON THE SHEARDISK VALVE, ON THE NUVA FEEDER, PETE 2&3 BAGHOUSE. | 203BCOMP01 | UNIT 3 FABRIC FILTER COMPARTMENT #1, CONTAINS 34 ROWS OF 40 FILTER BAGS SUPPORTED ON WIRE CAGES, TOTAL OF 1360 BAGS. BAGS ARE 29.75' LONG, 5" DIAMETER. COMPARTMENTS ARE NUMBERED SO. TO NO., EAST TO WEST, S.E. IS #1, N.E.. IS #2. 2PI-FF-1801 DIFF.PRESS.GA | 191698 | 2FA11E58 | 1 | EA | 70.1
PETE | 5003300 | 10.525.841 | BEARING, DRIVE SCREW 1 3/4" MARK #FB-5 FOR S02 SCRUBBER BOOSTER FAN INLET ISOLATOR SERIAL/TAG #S FD-10A/B ANDCO PROJECT 881-82100 PETE #3. TIMKEN 365DA |  |  | T47CF04620 | 2FA14H9 | 3 | EA | 263.94
PETE | 5005143 | 10.525.847 | BEARING, HIGH SPEED SHAFT (MOTOR END) FOR MIXER CHEMINEER MIXERS, MODEL 7-HTD-25, TYPE MECHANICAL MANUFACTURER PART NO = 03200-121 B&C REAGENT FEED TANK | 204RPRFMX1 | REAGENT FEED TANK MIXER MX-404-1 | I54ST15414 | 4FA3E8 | 2 | EA | 80.46
PETE | 5711951 | 10.525.848 | BEARING, HINGE, FOR 24" DIA. ASH HOPPER DOOR, USED ON PETE #3 BOTTOM ASH SYSTEM. | 203AHBAHA0 | UNIT 3 BOTTOM ASH SYSTEM A HOPPER AND ASSOCIATED EQUIPMENT | 2-20301 | 4FA55A4 | 3 | EA | 756
PETE | 5004074 | 10.525.849 | BEARING, IDLER, P/N AC-3128-1-40, 2-1/2 IN BORE, ITEM #40, SEALMASTER #550256 RFB 208 FOR 60 SERIES DAMPER, UNIT 3 SCRUBBER | 203RGMOD0A | FD60-A MODULE OUTLET DAMPER INCLUDES DRIVE UNIT, DAMPER, CHAIN AND ELECTRICAL CONTROLS. WIEGHT 1,560 LBS. | S14LP34870 | 4FA52B6 | 1 | EA | 152.74
PETE | 5706327 | 10.525.853 | BEARING, ITEM 21, DWG. 3800S, USED ON A-103 OVERFLOW SUMP AGITATOR FOR PETE 4 CSI, MODEL 3801-S-PTO, S.O. #840041-P, S/N 830800532. | 204RWSU000 | SP101 OVERFLOW SUMP *** CONFINED SPACE ENTRY *** *** SEE NOTES PAGE 6 *** | T47CF92200 | 2FA21E37 | 1 | EA | 853.44
PETE | 5003513 | 10.525.856 | BEARING, L.S. SHAFT (INBOARD), #34 FOR (A5-3-A & B) SLURRY TANKMIXERS PHILPTERO-24, S/N 305046 & 7, ORDER 818608-3, 43.7 HP, 70.0-1 RATIO, 1.5 S.F. SO2 REMOVAL PETE 3. (BEARING #HM237535 CONE, #HM237535 CONE, HM237510 CUP) |  |  | I54ST19514 | SB5A4A4 | 1 | EA | 373.05
PETE | 5005206 | 10.525.859 | BEARING, LARGE PINION SHAFT FOR MECHANICAL MIXER CHEMINEER MIXERS, MODEL 1-HTD-3, TYPE P IMPELLER MANUFACTURER PART NO = 03200-059A FGD AREA DRAINAGE SUMP | 204RBSM401 | S401 FGD AREA DRAINAGE SUMP MIXER & MOTOR | I54ST15012 | 4FA2E11 | 2 | EA | 52
PETE | 5005172 | 10.525.860 | BEARING, LOW SPEED SHAFT FOR MECHANICAL MIXER CHEMINEER MIXERS, MODEL 4-HTD-7.5,TYPE AP IMPELLER MANUFACTURER PART NO = 03200-078A DISPOSAL SYSTEM FEED TANK | 204RDDFTM0 | DISPOSAL FEED TANK MIXER | I54ST15117 | 4FA2A11 | 2 | EA | 106
PETE | 5005137 | 10.525.861 | BEARING, LOW SPEED SHAFT FOR MECHANICAL MIXER CHEMINEER MIXERS, MODEL 7-HTD-25, SIZE/DESC PETE 4 MANUFACTURER PART NO = 03200-213A REAGENT FEED TANK | 204RPRFMX1 | REAGENT FEED TANK MIXER MX-404-1 | I54ST14002 | 4FA3G4 | 2 | EA | 193.1
PETE | 5007058 | 10.525.864 | BEARING, MOTOR, FOR 600 HP MOTOR, USED ON PETE #4 SCRUBBER ABSORBER FEED PUMP MOTOR, MODEL ELI-5110-31687-7. | 203RMRCMA1 | A-1 RECYCLE PUMP MOTOR. (PI-3-A1) INCLUDES MOTOR AND CONTROLS. | 51-689-902-024 | 4FA2I15 | 2 | EA | 457.62
PETE | 6407516 | 10.525.867 | BEARING, OPPOSITE END, 25BC02XP FOR BOILER FEED PUMP TURBINE TURNING GEAR MOTOR, UNIT #4. |  |  | F10BH57060 | 2FA6E16 | 2 | EA | 28.5
PETE | 5013431 | 10.525.873 | BEARING, PROXIMITY PROBE, FIXED, VIBRATION SYSTEM, USED ON BOOSTER FANS, PETE UNIT 4 FGD, S/N P208305. | 204RFBF001 | 4-1 BOOSTER FAN, WHEEL & BEARINGS *** CONFINED SPACE ENTRY *** SEE NOTES PAGE 6 *** | 31000-16-10-00-082-03-02 | 1FA11H12 | 2 | EA | 958
PETE | 5004466 | 10.525.876 | BEARING, FOR THICKENER RAKE W/CLD60 LIFTING DEVICE EIMCO FOUNDRY OPERATION, MODEL C60BP2, UNIT PETE 3 MANUFACTURER PART NO = 88718A SER NO = 76011-01 | 203RDTHD01 | THICKNER DRIVE #1 GEAR REDUCER AND MOTOR | 88718A | 2FA5C8 | 2 | EA | 842.08
PETE | 5711659 | 10.525.878 | BEARING, SHAFT, FOR 8" ASH SLUICE VALVE GATE (4-1905-188), TOTALLY ENCLOSED, USED ON PETE #3 BOTTOM ASH PYRITE TRANSFER SYSTEM. | 203AHTKP00 | UNIT 3 PYRITE HOLDING TANK. NORTH OF 3-6 PULV. | 40691-1 | 1FA3B19 | 2 | EA | 520.66
PETE | 5301091 | 10.525.880 | BEARING, SOOTBLOWER, FOR PETE #3 & #4 BOILER LONG RETRACT SOOTBLOWERS, COPES-VULCAN MODEL T-30 MARK II. |  |  | MR32 & MI26(INNER RACE) | 1FA3D2 | 3 | EA | 40.05
PETE | 5701084 | 10.525.888 | BEARING, BRONZE, 3", USED ON THE SHEARDISK VALVE, ON THE NUVA FEEDER, PETE 2&3 BAGHOUSE. | 203BCOMP01 | UNIT 3 FABRIC FILTER COMPARTMENT #1, CONTAINS 34 ROWS OF 40 FILTER BAGS SUPPORTED ON WIRE CAGES, TOTAL OF 1360 BAGS. BAGS ARE 29.75' LONG, 5" DIAMETER. COMPARTMENTS ARE NUMBERED SO. TO NO., EAST TO WEST, S.E. IS #1, N.E.. IS #2. 2PI-FF-1801 DIFF.PRESS.GA | 191650 | 2FA11E59 | 2 | EA | 44.4
PETE | 6623697 | 10.525.890 | BEARING, THERMOCOUPLE, TURBINE EHC, FOR PETE #4 G.E. TURBINE, S/N 170 X 755. |  |  | U252E085G0071 | 2FA12F10 | 2 | EA | 665.7
PETE | 5005514 | 10.525.893 | BEARING, TURNTABLE, FOR PETE #4 CSI THICKNER RAKE ASSY., DENVER EQUIPMENT MODEL #CRB72-D, R-C #190-0112. | 204RDTHDE0 | THICKNER DRIVE MAIN BULL GEAR | 524095 (DWG | SB1NE8 | 1 | EA | 9866.96
PETE | 6407414 | 10.525.894 | BEARING, UPPER & LOWER SECTIONS #05-317-657-001 & #05-317-658-001 USED ON S.B.A.C. MOTORS (CPLG. END) S/N 46995-1 & 2 & F.D. FAN MOTORS S/N 46993-1 & 2, PETE #3. | 203BFCMM01 | UNIT 3 PULVERIZER MOTOR. (3-1) INCLUDES MOTOR AND CONTROLS. | 05-317-657-001 & -658-001 | 2FA13G7 | 2 | ST | 11253.06
PETE | 5008047 | 10.525.897 | BEARING, WORM SHAFT, W/ BUSHING & GASKET, 2.43", FOR FILTER DRUM, USED ON PETE #3 IUCS VACUUM FILTERS, KOMLINE-SANDERSON, S/N KDF1289 & 1290. | 203RWVFFL1 | FL-1 VACUUM FILTER ***CONFINED SPACE ENTRY*** ***SEE NOTES PAGE 6*** | 03E0004 / 03O0005 | 2FA16C18 | 2 | EA | 1314
PETE | 5706629 | 10.525.900 | BELLOWS, CLOTH ALIGNING SYSTEM, W/ AIRSTROKE ACTUATOR ASSY., BEARINGS & MOUNTING HARDWARE, FOR PETE #4 DEWATERING BELT FILTER, EIMCO MODEL 3M65 EXTRACTOR, S/N CSP0000326-01/02. | 272GDF0100 | GDF 120-1 GYPSUM DEWATERING FILTER | PROPOSAL - SLC-QRSP001989 | SB1CB8 | 1 | EA | 7855
PETE | 5008081 | 10.525.914 | BELT, CONVEYOR, 30" WIDE X 250 FT. LENGTH, GOODYEAR STYLE B, 3-PLY, 330 PIW, W/ 3/16" X 1/16" COVER, FOR PETE #3 & #4 SCRUBBER LIMESTONE CONVEYORS. (250 FT. ROLL) | 204RPCVB03 | #3 LIMESTONE CONVEYOR BELT, ROLLERS |  | SB4 | 239 | FT | 5831.6
PETE | 5706324 | 10.525.919 | BELT, CONVEYOR, S02 SLUDGE, 20" WIDE X 132" LONG, FOR MERRICK GRAVIMERIK FEEDER MODEL 950, USED ON LIME ADDITIVE FEEDER FD-102, UNIT 4. MFG PT# 110-109 S/N 950-DSC 17594. | 204RWCBWF0 | LIME WEIGHFEEDER BELT,ROLLERS,BRGS | A62EB00500 | 2FA2H1 | 2 | EA | 476.56
PETE | 5505712 | 10.525.920 | BELT, CONVEYOR, 12" WIDE, CLEATED, 120 PIW CRESCENT TOP, PVC, FOR SAMPLE REJECT CONVEYOR, USED ON PETE 3A, 3B, 8A & 8B COAL CONVEYORS, JOHN B. LONG PROJECT #92062. (FURNISH IN 115 FT. CONTINUOUS LENGTHS) | 266CHCSS3A | 3A COAL CONV. SAMPLER **** SEE EQUIPMENT NOTES PAGE #6 **** * CUTTING & WELDING PERMIT REQUIRED * | 0030-0013 | SB1DB8 | 230 | FT | 1127
PETE | 5713492 | 10.525.922 | BELT, DRIVE, HELICAL TOP, 200-TOOTH, 14MM PITCH, 70 MM WIDTH, CUT LENGTH - 110.24", FOR PETE #3 FLYASH BLOWERS. | 203AHFB001 | 3-1 FLY ASH BLOWER ASSEMBLY | O-2800 | 1FA2I10 | 0 | EA | 0
PETE | 5013463 | 10.525.924 | BELT W/FLEXCO SPLICE, MERRICK WEIGH FEEDER MODEL 450-36-G, S/N 30491, PETE 4 LIMESTONE PREP BLDG. | 204LSW4405 | LIMESTONE WEIGH FEEDER FOR BALLMILL 44-05 | N39185-947 | SB1DA10 | 1 | EA | 4544
PETE | 5015608 | 10.525.925 | FEEDER BELT, 5MR 575X25 SD, 1 OF 3 BELTS IN THE COPERION K-TRON MODEL K2-MV-T35 FEEDER, USED ON PETE UNITS 1-2-3-4 ACTIVATED CARBON INJECTION SYSTEMS | 203ENCFDR1 | FEEDER, FEEDER MOTOR, FEEDER VFD, FEEDER HOPPER FOR "TRAIN 1" POWDERED CARBON TRANSPORT SYSTEM. | 0000000136 | 2FA8F34 | 3 | EA | 279
PETE | 5015610 | 10.525.926 | FEEDER BELT, TP 5MR 815X18 SD, 1 OF 3 BELTS IN THE COPERION K-TRON MODEL K2-MV-T35 FEEDER, USED ON PETE UNITS 1-2-3-4 ACTIVATED CARBON INJECTION SYSTEMS | 203ENCFDR1 | FEEDER, FEEDER MOTOR, FEEDER VFD, FEEDER HOPPER FOR "TRAIN 1" POWDERED CARBON TRANSPORT SYSTEM. | 0000000138 | 2FA8F33 | 3 | EA | 588
PETE | 7004263 | 10.525.927 | BELT, V-DRIVE, 3-BAND, GRIPNOTCH, FOR PETE #3 & #4 IUCS/CSI SILO DUSTLESS UNLOADER BOOSTER PUMP. |  |  | 3/5VX670 / 3-BAND | SB3CWALL | 2 | EA | 157.72
PETE | 5009080 | 10.525.931 | BELTS, V-DRIVE, GRIP NOTCH, FOR PETE #1 & #2 SCRUBBER DISPOSAL FEED PUMPS, WARMAN PUMPS MODEL 043DAH AAAJ 5310, BROWNING 5VX1000 OR EQUAL. (MATCHED SET OF 4 EA.) | 204MBCH108 | CUH4-108 BOILER ROOM UNIT HEATER. | 5VX1000 SET OF 4 | SB3M2WALL | 2 | ST | 233.88
PETE | 5009083 | 10.525.934 | BELTS, V-DRIVE, GRIP NOTCH, FOR PETE #1 & #2 SCRUBBER ABSORBER & DEWATERING TANK SUMP PUMPS, ENVIROTECH PUMPS MODEL 4SR4-5100 X 72. (MATCHED SET OF 3) | 203RDUFP3B | P7-3B UNDERFLOW PUMP INCLUDES PUMP, MOTOR AND CONTROLS | 5VX750 SET OF 3 | 2FA14G5 | 2 | ST | 173.11
PETE | 5005513 | 10.525.936 | BELT, V-DRIVE, GRIPNOTCH , CUT LENGTH- 95", TOP WIDTH- 5/8", FOR PETE #3 & #4 IUCS/CSI THICKENER RAKES & SUMP PUMP MOTORS, PETE #3 IUCS FLYASH SILO FLUIDIZING BLOWERS & PETE #1 COAL BUNKER DUST COLLECTORS, GOODYEAR 5VX950 OR EQUAL. | 203RWFA000 | UNIT #3 FLYASH SILO INCLUDES SILO AND ALL ASSOCIATED EQUIPMENT BLOWERS, FEEDERS AND EQUIPMENT.. | 5VX950 | 1FA6I10 | 6 | EA | 190.95
PETE | 5721096 | 10.525.937 | BELT, V-DRIVE, HELICAL TOOTH, FOR PETE #4 FLYASH BLOWER INTERDRIVE. | 204AHFB001 | 4-1 FLY ASH BLOWER ASSEMBLY | R-2660 | 1FA6I9 | 0 | EA | 0
PETE | 7004513 | 10.525.940 | BELT, V-DRIVE, CUT LENGTH- 106", TOP WIDTH- 5/8", GOODYEAR 5V1060ENV OR EQUAL. | 203RDWSP3A | WASTE SLURRY PUMP P3-3-A INCLUDES PUMP, MOTOR AND CONTROLS | 5V1060ENV | SB3B1WALL | 16 | EA | 667.09
PETE | 5301778 | 10.525.956 | BEARING, FOR TRAVERSING GEAR BOX ON COPES-VULCAN, MODEL RW-6E SOOT WALL BLOWERS MANUFACTURER PART NO = 182479 | 204BSSBA01 | A-1 "A" ROW WALL SOOTBLOWER. | F10BH43058 | 2FA19E14 | 11 | EA | 55.88
PETE | 5005745 | 10.525.961 | BEARING, ASSY, FOR LIMEST PREP SYST SUMP PUMP WARMAN PUMPS, MODEL WARMAN, SIZE 4/3D-AH MANUFACTURER PART NO = D005MM | 204RPMSP01 | MILL SLURRY PUMP P408-1 | D005MM | SB1AC9 | 2 | EA | 2477.84
PETE | 5706012 | 10.525.963 | BEARING, ASSY., FOR PETE #3 IUCS/CSI FLYASH ROTARY FEEDER (IT 1-6), DELTA/DUCON 18" TYPE B-2, NON-REVERSING, ASSY. MARK #2T-1209, T-929C, I.D. #16355T. | 203RWFARF0 | FLYASH ROTARY FEEDER AND MOTOR | FY-215 2-15/16'' | 2FA15H29 | 9 | EA | 1674.18
PETE | 5317135 | 10.525.965 | FAN BEARING, INBOARD, COMPLETE BEARING ASSEMBLY, HOWDEN DWG #E2-96773, USED ON PETE 3 BOOSTER FANS | 203RFBF001 | 3-1 BOOSTER FAN INCLUDES FAN WHEEL, HOUSING, LUBE OIL SYSTEM AND BEARINGS. NEW FAN 2015 FOR ECC PROJECT. *** CONFINED SPACE ENTRY *** SEE NOTES PAGE 6 *** | EGZLK-35-355 | SB3 O | 1 | EA | 51050
PETE | 5706570 | 10.525.966 | BEARING, ASSY. METRIC, FOR PETE #4 GYPSUM DEWATERING FILTER FEED PUMPS. | 203RPSP03A | 3-A MAKE-UP SLURRY PUMP P5-3A (EAST PUMP) (PUMP CONNECTED TO SLURRY STORAGE TANK) | CAM005M | SB1AE9 | 3 | EA | 9012.76
PETE | 5317136 | 10.525.967 | FAN BEARING, OUTBOARD, COMPLETE BEARING ASSEMBLY, HOWDEN DWG #E2-96773, USED ON PETE 3 BOOSTER FANS | 203RFBF001 | 3-1 BOOSTER FAN INCLUDES FAN WHEEL, HOUSING, LUBE OIL SYSTEM AND BEARINGS. NEW FAN 2015 FOR ECC PROJECT. *** CONFINED SPACE ENTRY *** SEE NOTES PAGE 6 *** | EGZLQ-35-355 | SB3 O | 1 | EA | 46990
PETE | 5706292 | 10.525.974 | BEARING, CONVEYOR, 3" DIA., WOOD, FOR PETE #3 & #4 FLYASH SCREW CONVEYORS, CO-3 FORT WORTH 14" DIA. U-TROUGH SCREW CONVEYOR. (2 EA. = ONE SET) | 204RWCB103 | CO-103 FLYASH SCREW CONV & BEARINGS MCC 101 FLYASH SCREW CONV CO-103 | DFB486447 | 2FA15G22 | 13 | ST | 484.76
PETE | 5706109 | 10.525.976 | BEARING, #56 SS., DWG.# A-17477, FOR 6" DEZURIK 3-WAY VALVE,USED PETE 3 MANUFACTURER'S PART NO 1012800 | 203RW00000 | UNIT 3 SCRUBBER WASTE SYSTEM (IUCS) |  | 2FA15E58 | 2 | EA | 8.16
PETE | 5714101 | 10.525.977 | BEARING, (TOP) IDLER PULLEY FLANGE IT#3 DWG #B-103 72-00-27 FOR STEARNS MODEL 54-C ELECTRO MAGNET IN- LINE SEPARATOR S/N A-15965-PETE 3 - "B" COALHAND-LING, NTN #UCF 207 1 7/16. | 266CA08AMS | 8A MAGNET BELT **** SEE EQUIPMENT NOTES PAGE 6 **** *CUTTING AND WELDING PERMIT REQUIRED* |  | 2FA11A38 | 2 | EA | 42.18
PETE | 5003307 | 10.525.989 | BEARING, ENTRY DOOR 1-1/4 IN DIA MARK #FB-3 FOR SO2 SCRUBBER BOOSTER FAN INLET ISOLATOR SERIAL/TAG #S FD-10A/B ANDCO PROJECT 881-82100 PETE #3, DODGE ST 700 4 BOLT FLANGE #033266. |  |  | FB-3 | 2FA14A15 | 2 | EA | 104
PETE | 6407322 | 10.525.997 | BEARING, FRONT PT.# 1536510 EXCEPT DRILLED PER DWG.# 754A649, ITEM 1 FOR WESTINGHOUSE MOTORS TYPE CSF, FRAME #10-33-19, 400 HP, 703 RPM, 4160V, 3 PHASE, 60 CYC, SO# 69P648 ON #1 & 2 COAL CRUSHERS | 266CACC11M | COAL CRUSHER MOTOR. (1-1) **** SEE EQUIPMENT NOTES PAGE 6 **** *CUTTING AND WELDING PERMIT REQUIRED* |  | 2FA6H10 | 1 | EA | 219.6
PETE | 5003519 | 10.526.000 | BEARING, INTER PIN SHAFT (LOWER), #52 FOR (A5-3-A & B) SLURRY TANKMIXERS PHIL PTERO-24, S/N 305046 & 7, ORDER 818608-3, 43.7 HP, 70.0-1, RATIO 1.5 | 203RPMSTK1 | 3-1 MAKE-UP SLURRY STORAGE TANK *** CONFINED SPACE ENTRY *** *** SEE NOTES PAGE 6 *** | 52 | SB5A4A4 | 1 | EA | 100
PETE | 6407351 | 10.526.011 | BEARING, PLAIN, MFG. BY A.C. USED ON #2 UNIT FD FAN MOTORS, MOTOR S/N'S 37890-1 & 2, MOTOR RATING 3000 HP, 4160 V, 890 RPM, DLE 04-120-326-502. | 202BAFDM01 | 2-1 FDFM FORCED DRAFT FAN MOTOR. (2-1 FD) INCLUDES MOTOR AND CONTROLS. *** SERIALIZED EQUIPMENT. SEE NOTE ON MOTOR REMOVAL IN HISTORY. |  | SB5A4B10 | 1 | EA | 583
PETE | 5004646 | 10.526.012 | BEARING, PUMP, ASSEMBLY, 5-7/16", CARTRIDGE, FOR PETE #3 SCRUBBER RECYCLE PUMPS. | 203RMRCPA4 | RECYCLE PUMP P1-3-A4 |  |  | 0 | EA | 0
PETE | 6407398 | 10.526.032 | BEARING, THRUST, AC PT.# 05-223-483-056 FOR AC 3000 HP, 4160V 1187 RPM COND. PUMP MOTORS AC SER.# 46968-1 & 2, PETE #3. |  |  |  | SB5A4B9 | 3 | EA | 13396.56
PETE | 5004455 | 10.526.038 | BEARING, BALL, FOR PETE #3 IUCS THICKENER RAKE, W/ CLD60 LIFTING DEVICE, EIMCO PROCESS EQUIPMENT MODEL C60B2P, S/N 76011-01. | 203RDTHD01 | THICKNER DRIVE #1 GEAR REDUCER AND MOTOR | M82AX36605 | 2FA5C3 | 1 | EA | 636
PETE | 5701200 | 10.526.039 | BEARING, BALL, , USED ON THE 1 1/2" SWING DISC ON THE NUVA FEEDER, PETE 2&3 BAGHOUSE. | 203AHFFA01 | A-1 PRECIP HOPPER AND NUVA FEEDER | 40594-5 | 2FA11F58 | 8 | EA | 288
PETE | 5003511 | 10.526.040 | BEARING,BALL,DOUBLE ROW,RADIAL,MEDIUM SERIES, 70 MM BORE, OPEN | 203RPMSTK1 | 3-1 MAKE-UP SLURRY STORAGE TANK *** CONFINED SPACE ENTRY *** *** SEE NOTES PAGE 6 *** | 70MM | SB5A4A4 | 1 | EA | 90
PETE | 5513235 | 10.526.047 | BLADE, DEFLECTOR, CROWN 700, FOR PETE #3 & #4 ABB C-E SVCS. MODEL 903RP COAL PULVERIZERS, S/N 73831-73836. | 203BFCM001 | 3-1 PULVERIZER *** CONFINED SPACE ENTRY *** *** FOR PYRITE SECTION ONLY - SEE NOTES PAGE 6 *** | 94-166-A | SB3L2C3 | 7 | EA | 1225.61
PETE | 5513816 | 10.526.051 | BLADE, SCRAPER, FEEDER BELT, FOR PETE #3 & #4 VOLUMETRIC COAL FEEDERS, S-E CO. SHOP ORDER #S5124-3-(1-6). | 203BFCF001 | 3-1 COAL FEEDER ********SEE EQUIPMENT NOTES PAGE 6 ********** ***NUCLEAR DENSITY GAGE ATTACHED TO PIPING*** | AW12475-3 | 2FA15I6 | 13 | EA | 750.36
PETE | 5721534 | 10.526.055 | BLADE, VALVE, WIPER, FOR 12" KNIFEGATE VALVE, MODEL 150W, USED ON PETE #2, #3 & #4 BOTTOM ASH DISCHARGE SYSTEMS. | 203AHVY41A | COV-2041-1 "A" ASH HOPPER DISC LINE 12" 150 W KNIFE GATE. | 406151 | 4FA56B3 | 2 | EA | 189.67
PETE | 5015764 | 10.526.061 | BYPASS BLOCK ASSEMBLY FOR PETE 3&4 STACK CEMS PROBES. |  |  | 93-S-4425 | 2FA8F4 | 1 | EA | 1220
PETE | 5003692 | 10.526.064 | BLOCK, END, FOR SINGLE LINE AUTO SPRAY PANEL SYS FARVAL, USED SO2 BALL MILL LUBE SYS MANUFACTURER PART NO = 3007 | 203RPBMLO0 | BALL MILL LUBE SYSTEM M2-3 | 3007 | 2FA14E44 | 1 | EA | 22.04
PETE | 5003694 | 10.526.068 | BLOCK, VALVE, FOR SINGLE LINE AUTO SPRAY PANEL SYS FARVAL, USED SO2 BALL MILL LUBE SYS MANUFACTURER PART NO = 3000-100 | 203RPBMLO0 | BALL MILL LUBE SYSTEM M2-3 | 3000-100 | 2FA14E45 | 1 | EA | 53.98
PETE | 5901131 | 10.526.074 | BLOCK, CONTACT, SQUARE D CLASS 9001, TYPE KA1, 600 V. AC OR DC, FOR USE WITH SQUARE D PUSHBUTTONS AND SELECTOR SWITCHES, CONTROL SWITCHES USED ON WRIGHT HOIST CIRCULATING WATER INLET CONTROL UNIT. | 204RBHOAFC | ABSORBER FEED TANK MIXER HOIST AND TROLLEY HO-403-C 7.5 TON | 9001KA1 | 1FA5D28 | 4 | EA | 192.84
PETE | 5003796 | 10.526.075 | CONTACT BLOCK, OIL TIGHT, 600VAC/DC, FOR PETE #3 SCRUBBER LIMESTONE BALL MILL TRANSFER TANK AGITATOR. | 204RDVYA1A | A-1 ABSORBER FEED PUMP DISCHARGE VALVE FV-402A | OT2M / 2602D69G03 | 1FA5F26 | 2 | EA | 131.26
PETE | 5714216 | 10.526.076 | BLOCK, TAKE UP DRIVE, FOR PETE #3 & #4 VOLUMETRIC COAL FEEDERS, S.E. CO. SHOP ORDER #5124-3-(1-6). | 203BFCF001 | 3-1 COAL FEEDER ********SEE EQUIPMENT NOTES PAGE 6 ********** ***NUCLEAR DENSITY GAGE ATTACHED TO PIPING*** | V382783.B02 | 2FA15F27 | 2 | EA | 426
PETE | 5004285 | 10.526.077 | FUSE BLOCK, 400A/600V, SIEMENS-ALLIS #15-171-232-037 FOR PETE #4 AT I.U.C.S. ON SIEMENS-ALLIS M.C.C. #101. |  |  | 15-171-232-037 | 4FA4A7 | 1 | EA | 344.75
PETE | 5015169 | 10.526.080 | HEATER BLOCK, ALUMINUM, FOR SP SERIES M&C PROBES #93S0019. | 203ENEM00B | UNIT 3 SCRUBBER SO2,CO2,NOX BACK-UP C.E.M. INCLUDES SO2,CO2,NOX ANALYZERS, SAMPLE SYSTEM, DATA LOGGERS, PROBE CONTROLLER, FLOW TRANSDUCER, AND PRINTER. | 93S0019 | 1FA1F26 | 3 | EA | 629.02
PETE | 5304141 | 10.526.084 | BLOCK, AIR RESTRICTING, P-BURNER, AERO DESIGN, 309 SS, FOR COAL COMPARTMENT ASSY., USED ON PETE #3 ABB C-E SVCS. BOILER BURNER SYSTEMS. | 203BFCBA00 | A CORNER BURNERS, TILTS, LINKAGE, AND DRIVE UNIT | D3307027 (RFQ purposes only) (1-20-15) | SB1QE2 | 6 | EA | 2896.14
PETE | 5706601 | 10.526.086 | BLOCK, SLIDE, FEED END DEAD ZONE, FOR PETE #4 DEWATERING BELT FILTER, EIMCO MODEL 3M65 EXTRACTOR, S/N CSP0000326-01/02. | 272GDF0400 | GDF 44-04 GYPSUM DEWATERING FILTER | 562225-01 (11-10-14) | SB1AE6 | 1 | EA | 1435
PETE | 5216455 | 10.526.095 | BLOCK, THRUST NOZZLE, FOR ACTIVE THRUST ON TURBINE GE, MODEL 122955/56, UNIT/AREA PETE 3-1&2 MANUFACTURER PART NO = 101A280RB-1 |  |  | 101A280RB-1 | 2FA12F3 | 3 | EA | 983.97
PETE | 5706841 | 10.526.099 | 400 RAM REPAIR KIT, USED FOR FLUIDIZING BLOWER, AT PETE 3&4 FLYASH SILO, DWG #54674-23-200. | 203AHFBS01 | 3-1 SILO FLUIDIZING BLOWER | 913102 | 2FA56B2 | 1 | EA | 1990
PETE | 5012685 | 10.526.100 | KIT, REPAIR, 721 DJV BLOWER USED AS MECHANICAL EXHAUSTER FOR FLY ASH REMOVAL AT PETE UNITS 2 & 3 BAGHOUSE | 203FA5000C | 3FA5000C-UNIT 3 MECHANICAL EXHAUSTER, ROOTS 721 DVJ-V INCLUDES THE SOUND ENCLOSURE, RATED FOR 85 dBA @ 3', 1 INLET SILENCER AND 2 DISCHARGE SILENCERS 3FA5001C-ENCLOSURE VENT FAN, MOTOR, BALDOR SuperE 841XL, SEE NOTES. | 901751 | 2FA56A1 | 1 | EA | 4519.56
PETE | 5007018 | 10.526.103 | BLOWER, DAMPER, SEAL AIR INLET, ARR'T #4 DIRECT DRIVE PRESS BLOWER, COMPLETE ASSY., W/ SLIP FIT 10" INLET, 8" FLANGED OUTLET & 25 HP WEG ELECTRIC MOTOR, (3/60 230/460, 3515 RPM, 284-TS FRAME, PREM. EFFICIENT, TEFC), FOR PETE #4 SCRUBBER. | 204RGMIB0A | F403-A1 SEAL AIR BLOWER FOR 'A' ABSORBER TOWER INLET DAMPER D-T 401A-1-2 | BC-7-10S-28.7A | SB5B | 1 | EA | 7360
PETE | 5721155 | 10.526.105 | BLOWER, BARE, 75 HP, BHP-52, ICFM 900, PSIG-9, FOR PETE #4 CSI FLYASH TRANSPORT SYSTEM. MANUFACTURE PART NO. 616RCS | 204RWFAB00 | NORTH FLY ASH BLOWER (DUCON) AND MOTOR | 616RCS | SB1MB7 | 1 | EA | 9726
PETE | 5004700 | 10.526.106 | DRIVE PRESSURE BLOWER, 1200 CFM @ 20" S.P. @ 70 DEG F @ 3500 RPM @ 5.43 BHP, 6" INLET, 6" FLANGED OUTLET AND 7.5 HP @ 3/60 230/460 VOLT, 3515 RPM, 213-T FRAME, WEG, PREM EFF, TEFC MTR USED ON PETE 3 FGD. | 203RGMOB0A | F60-3-A SEAL AIR BLOWER FOR 'A' MODULE OUTLET DAMPER FD-60A INCLUDES BLOWER HOUSING, BLOWER WHEEL, DUCT WORK, MOTOR AND ELECTRICAL CONTROLS. | BC-2-06S-18B | SB1ID11 | 2 | EA | 7710
PETE | 5711794 | 10.526.107 | BLOWER, FLYASH, 1ST STAGE BLOWER ASSEMBLY, GARDNER DENVER MODEL 11CDL27, FOR PETE #3-1 & #3-2 FLY ASH BLOWERS. | 203AHFB001 | 3-1 FLY ASH BLOWER ASSEMBLY | 11CDL27B |  | 0 | EA | 0
PETE | 5711795 | 10.526.108 | BLOWER, FLYASH, 2ND STAGE BLOWER ASSEMBLY, GARDNER DENVER MODEL 9CDL18, FOR PETE #3-1, #3-2, #4-1 & #4-2 FLY ASH BLOWERS. | 203AHFB001 | 3-1 FLY ASH BLOWER ASSEMBLY | 9CDL18R |  | 0 | EA | 0
PETE | 5706840 | 10.526.109 | BLOWER, PLUGGED, BARE, USED FOR FLUIDIZING BLOWER, AT PETE 3&4 FLYASH SILO, DWG #54674-23-200. | 203AHFBS01 | 3-1 SILO FLUIDIZING BLOWER | 54674-23-200-1 |  | 0 | EA | 0
PETE | 5012963 | 10.526.110 | BLOWER, SCREW AIREND, CDA160, MODEL L42-GS9, RATED OPERATING CAPACITY 2904, RATED OPERATING PRESSURE, 22 PSIG, USED ON PETE 2&3 BAGHOUSE FLYSAH TRANSPORT BLOWERS. | 203AHAC000 | 3FA5002C- UNIT 3 FABRIC FILTER ASH TRANSPORT AIR BLOWER, INGERSOL RAND LCD42, 2813 AFCM @ 20 PSIG DISCHARGE 3PSFA5000-OIL PRESS SW. 3TSFA5001-DISC.TEMP.TRANS. 3TSFA5002-OIL TEMP.SW. | 22609564 | SB1HF2 | 1 | EA | 44645
PETE | 6006122 | 10.526.116 | KIT, CARD, 4-20MA, IP CAT/PAT, 120V, FOR HONEYWELL 10260A HERCULINE ACTUATOR, USED ON PETE #3 & #4 BOILER SECONDARY AIR DAMPER DRIVES. |  |  | 51404978-501 | 1FA1L3 | 8 | EA | 5416
PETE | 4901105 | 10.526.130 | BOARD, CONTROL, PLUG IN STYLE GRINNELL, UNIT 4, FIRE PROTECTION MANUFACTURER PART NO = PT. #A22P-24 |  |  |  | 1FA11E6 | 3 | EA | 254.07
PETE | 4901110 | 10.526.131 | BOARD, CONTROL, PLUG IN STYLE ITT GRINNELL, UNIT 4, FIRE PROTECTION MANUFACTURER PART NO = D96A-24 |  |  |  | 1FA11F5 | 3 | EA | 470.91
PETE | 5002765 | 10.526.138 | BOARD, FIRING, FOR PRECIPITATOR CONTROL CABINET RESEARCH COTTRELL, UNIT 3 MANUFACTURER PART NO = 109286-L1 | 203ENPRCP1 | UNIT 3 PRECIPITATOR 3-1 (SOUTH) INCLUDES CONTROLS, TR SETS, VIBRATORS, RAPPERS, DOORS, LOCKS AND HIGH VOLTAGE BUSHINGS. ***** CONFINED SPACE/SAFETY SEE NOTES PAGE 6 ***** | 109286-L1 | 2FA6D3 | 1 | EA | 710
PETE | 5705169 | 10.526.142 | BEARING, PILLOW BLOCK, 3-7/16" BORE, 4-BOLT, 12-1/4" BOLT HOLE CENTER, SPHERICAL ROLLER BEARING, 8-3/4" OVERALL HEIGHT, FOR PETE GYPSUM DEWATERING FILTER BELT. | 204RPCVM01 | #1 LIMESTONE CONVEYOR MOTOR INCLUDES MOTOR AND CONTROLS. | FSAF22520X3-7/16'' | 4FA56A9 | 1 | EA | 1125
PETE | 7003733 | 10.526.143 | BEARING, PILLOW BLOCK, 2-BOLT, 1-15/16" BORE, 6-1/4" BOLT HOLE CENTER, SPHERICAL ROLLER BEARING, CAST IRON HOUSING, 4-9/16" OVERALL HEIGHT. (LINK BELT / DO NOT SUBSTITUTE) | 203RWCB01A | CO-1A FILTER DISCH CONVEYOR | PB22431HHC | 2FA15G28 | 4 | EA | 2374.06
PETE | 5706280 | 10.526.145 | BEARING, PILLOW BLOCK, 2-BOLT, 3/4" BORE, 3-3/4" BOLT HOLE CENTER, 2-1/2" OVERALL HEIGHT. | 204RWCB05A | CO-5A PRODUCT TRANS CONVEYOR. | VPLS-212 | 4FA55B8 | 2 | EA | 75.24
PETE | 5706615 | 10.526.146 | BEARING, PILLOW BLOCK, 125 MM, (FREE), FOR TAIL PULLEY, USED ON PETE #4 DEWATERING BELT FILTER, EIMCO MODEL 3M65 EXTRACTOR, S/N CSP0000326-01/02. | 272GDF0400 | GDF 44-04 GYPSUM DEWATERING FILTER | 1171928-01 | SB1FD10 | 1 | EA | 2293
PETE | 5005714 | 10.526.150 | BEARING, PUMP, DRIVE END, FOR PETE #4 CSI THICKNER SUMP PUMP, WARMAN PUMPS MODEL 40PV-SPR. | 204RBSU041 | P404-1 FGD AREA DRAINAGE SUMP PUMP, LOCATED BETWEEN 4-2 ID FAN AND "C" QUENCHER SUMP | P009D-1 | 2FA16F48 | 1 | EA | 368.55
PETE | 5005424 | 10.526.152 | BEARING, FOR PUMP GRACO, MODEL 203-869E, SIZE LUBRIC MANUFACTURER PART NO = 168-852 | 204RPBMLO0 | BALL MILL LUBE SYSTEM | 168-852 | 4FA4E8 | 1 | EA | 17.35
PETE | 5603977 | 10.526.159 | BEARING, ROD END, MALE FOR FISHER CONTROL VALVE IN UNIT 4 MFG PART # 1E561699012 | 203AHV0381 | COV-2038-1 ASH HOPPER DOOR SLUICE NOZZEL WATER SUPPLY VALVE. | 1E561699012 | 2FA25G9 | 4 | EA | 105.08
PETE | 7002587 | 10.526.164 | BEARING, ROLLER, LOC. #48 BRG. #TIMKEN 3984 CONE 3920 CUP FOR ASH HOPPER ASH CRUSHER DRIVE UNIT, #3 UNIT |  |  | 3984 & 3920 | 1FA7H32 | 3 | EA | 41.37
PETE | 5009115 | 10.526.170 | BEARING, CYLINDRICAL ROLLER #NU 411, FOR GALIGHER PUMPS MODEL 2SR3-5100 X 72, USED ON PETE #1 & #2 SCRUBBER PROCESS WATER SUMP PUMPS AND PETE 4 GYPSUM SUMP PUMPS. | 272DSP042A | DSP 44-2A DEWATERING SUMP #2 PUMP A *UNIT #4 PROCESS BUILDING 1ST FLOOR | NU 411 | 2FA14C34 | 1 | EA | 326.89
PETE | 7002586 | 10.526.172 | BEARING, ROLLER, LOC. #48 FOR RECLAIM FEEDER GEAR DRIVE, TIMKEN #566 CONE & #563 CUP OR EQUIV. | 266CA07AA1 | A-1 SOUTH RECLAIM FEEDER AND MOTOR LOCATED IN 7A RECLAIM TUNNEL **** SEE EQUIPMENT NOTES PAGE 6 **** *CUTTING AND WELDING PERMIT REQUIRED* | I54ST06513 | 1FA7D32 | 2 | EA | 63
PETE | 6708210 | 10.526.173 | BEARING, ROLLER, OLD PT #1296, NEW PT #31833 FOR WORTHINGTON ROTARY PUMPS TYPE GRWM & 3 GARM USED AS BURNER OIL & IGNITION OIL PUMPS, S/N A177536, |  |  | I54ST00710 | 2FA9E22 | 8 | EA | 103.2
PETE | 5005315 | 10.526.176 | BEARING, SPHERICAL ROLLER, FOR DUECHTING PUMP MODEL MCC 500-800, USED ON PETE #4 SCRUBBER ABSORBER FEED PUMP. |  |  | 5.101204 / 23226 CC/W33 (TORRING) | SB4FLOOR | 3 | EA | 3973.89
PETE | 5513034 | 10.526.178 | BEARING, TAPERED ROLLER, FOR PRIMARY WORM GEAR REDUCER, USED ON PETE #3 & #4 GRAVIMETRIC COAL FEEDERS, STOCK EQUIPMENT CO. MODEL 8224A. | 203BFCF001 | 3-1 COAL FEEDER ********SEE EQUIPMENT NOTES PAGE 6 ********** ***NUCLEAR DENSITY GAGE ATTACHED TO PIPING*** | V398845.B01 | 2FA6F20 | 4 | EA | 109.64
PETE | 5513038 | 10.526.179 | BEARING, TAPERED ROLLER, FOR OUTPUT SHAFT, USED ON PETE #3 & #4 GRAVIMETRIC COAL FEEDERS, STOCK EQUIPMENT CO. MODEL 8224A. | 203BFCF001 | 3-1 COAL FEEDER ********SEE EQUIPMENT NOTES PAGE 6 ********** ***NUCLEAR DENSITY GAGE ATTACHED TO PIPING*** | 39585 | 2FA6D12 | 4 | EA | 125.08
PETE | 5301768 | 10.526.181 | BEARING, SLEEVE, FOR TRAVERSING GEAR BOX ON COPES-VULCAN, MODEL RW-6E SOOTWALL BLOWERS MANUFACTURER PART NO = 182509 | 204BSSBA01 | A-1 "A" ROW WALL SOOTBLOWER. | 182509 | 2FA19E14 | 6 | EA | 52.5
PETE | 5721113 | 10.526.183 | BEARING, SLEEVE, UC #405093-2 FOR 10 IN SWING DISC GATE ASSY FOR ASH SYSTEM PETE 4. |  |  | 405093-2 | 2FA24G11 | 8 | EA | 258.56
PETE | 5305593 | 10.526.188 | BEARING, DAMPER, SPHERICAL, GRAPHITE, FOR PETE #1, #2 & #4 ABB C-E SVCS. LOW NOX CONCENTRIC IGNITION SYSTEMS, DWG. #B-941-0200. | 201BACC056 | DAMPER, SECONDARY AIR ELEV CCOFA 5-6 AUX. AIR. | IG00019 | 1FA6D27 | 11 | EA | 1621.32
PETE | 6716914 | 10.526.196 | BEARING, PUMP, DOUBLE ROW BALL, THRUST, USED ON PETE 4-1 & 4-2 EQ COOLING WATER PUMPS, OUTBOARD. |  |  | 6211-2Z/GJN | 2FA20H33 | 1 | EA | 55
PETE | 5706627 | 10.526.198 | BEARING, THRUST, DOUBLE ROLLER, ASSEMBLY, W/ SHAFT & FAN, FOR PETE #4 GYPSUM DEWATERING RECLAIM WATER PUMPS (44-1 & 44-2). | 204RDDFP01 | P-406-1 DISPOSAL FEED PUMP, MOTOR & MOTOR SPACE HEATER | EEY005M88705 |  | 0 | EA | 0
PETE | 5003023 | 10.526.199 | BEARING, THRUST, SPHERICAL ROLLER, FOR PETE #3 SCRUBBER RECYCLE PUMP, 18 X 16 X 35, GARDNER-DENVER MODEL SRL-C, FRAME 6, ITEM #6, S/N 01-166483. (STRAIGHT BORED, CJ C3 W33) | 203RMRCPA1 | RECYCLE PUMP P1-3-A1 | 29334E | 4FA57A4 | 2 | EA | 5552.9
PETE | 5013501 | 10.526.209 | BEARING, (LS) THRUST/JOURNAL - ITEM #T103, USED ON PETE 4 SCRUBBER OXIDATION AIR COMPRESSORS. | 204OCS4402 | OXIDATION AIR COMPRESSOR SKID 2 | GL400T005 | 1FA11G16 | 1 | EA | 9443
PETE | 5513265 | 10.526.212 | BEARING, THRUST, VERTICAL SHAFT, FOR PETE #3 & #4 ABB C-E SVCS. MODEL 903RP COAL PULVERIZERS, S/N 73831-73836. | 203BFCM001 | 3-1 PULVERIZER *** CONFINED SPACE ENTRY *** *** FOR PYRITE SECTION ONLY - SEE NOTES PAGE 6 *** | T921-902A1 | SB3N2A2 | 2 | EA | 24439.98
PETE | 5704387 | 10.526.226 | BEARINGS, ORG.PT.# 921527, REF.# 1A3-1 & 1A3-2 REPL.PT.# 45285/45220 FOR HS SHAFT USED ON SPEED REDUCER ON #6 CONVEYOR HOIST FALK MODEL 2145Y2S, MO# 6-660519, RATIO 241.9/1, SPEED 1650/6.8 HP 25 FOR COAL HANDLING SYSTEM | 266CA06AH0 | 6A COAL CONVEYOR HOIST **** SEE EQUIPMENT NOTES PAGE 6 **** *CUTTING AND WELDING PERMIT REQUIRED* | I54ST16516 | 2FA1C22 | 2 | EA | 16.82
PETE | 5012903 | 10.526.232 | BEARING, BYPASS DAMPER, 4" I.D., USED ON FOSTER WHEELER P.J.F.F. (BAGHOUSE) BYPASS DAMPERS. | 203BCOMP01 | UNIT 3 FABRIC FILTER COMPARTMENT #1, CONTAINS 34 ROWS OF 40 FILTER BAGS SUPPORTED ON WIRE CAGES, TOTAL OF 1360 BAGS. BAGS ARE 29.75' LONG, 5" DIAMETER. COMPARTMENTS ARE NUMBERED SO. TO NO., EAST TO WEST, S.E. IS #1, N.E.. IS #2. 2PI-FF-1801 DIFF.PRESS.GA | E335000036 | SB1IC3 | 2 | EA | 2713.84
PETE | 5004328 | 10.526.236 | BEARING, COUNTERSHAFT, FOR LIME WEIGH FEEDER ACRISON INC, MODEL 203B105ZN,UNIT PETE 3 MANUFACTURER PART NO = 59 SER NO = 65968 | 203RPWFB00 | LIMESTONE WF BELT, REDUCER, & ROLLERS M1-3. | B83KS65300 | 4FA3E19 | 1 | EA | 27.24
PETE | 5706132 | 10.526.238 | BEARING, EAGLE P/N D11367, FOR BM-D24828 REDUCER, USED ON 24" DIA. X 13'-6" LONG MIXER, #BM-D28458, S/N 10149, FOR PETE #3 & #4 SLUDGE WASTE TREATMENT.(BEARING CONSISTS OF: 1 TIMKEN CONE #623 & 1 TYSON CUP #612 OR EQUAL) | 203RWPM000 | PUG MILL | I54ST10315 | 2FA15H19 | 0 | EA | 0
PETE | 5608263 | 10.526.241 | BOARD, VIBRATION, AMP, PART #3S7700PB103G1, FOR TURBINE SUPV. INST. SYS, PETE #3, S/N 170X583 AND PETE #4, S/N 170X755. |  |  | 3S7700PB103G1 | 2FA13C17 | 1 | EA | 1828.5
PETE | 5007502 | 10.526.246 | BOARD, PH INPUT, FOR PH ANALYZER TBI-INSTRUMENT SHOP, MODEL 514 MANUFACTURER PART NO = 5203-0092 | 204RMCNPQA | A QUENCHER PH CONTROLS | 5203-0092 | 4FA3E25 | 4 | EA | 733.92
PETE | 5004618 | 10.526.247 | BOARD, INTERFACE, FOR METAL DETECTOR TECTRON ENGINEERING MANUFACTURER PARTNO = P-525 | 204RPCVBMD | LIMESTONE CONVEYOR METAL DETECTOR SHUTS #2 LIMESTONE BELT DOWN IF METAL IS DETECTED | P-525 | 2FA16D30 | 1 | EA | 1490
PETE | 5007501 | 10.526.254 | BOARD, OUTPUT, FOR PH ANALYZER TBI-INSTRUMENT SHOP, MODEL 514 MANUFACTURERPART NO = 5203-0161 | 204RMCNPQA | A QUENCHER PH CONTROLS | 5203-0161 | 4FA3E22 | 2 | EA | 373.56
PETE | 6001144 | 10.526.267 | BOARD, PRINTED CIRCUIT FOR VIBRATION DETECTOR BENTLY NEVADA CORPORATIOB, UNIT 3 BFP MANUFACTURER PART NO = T-102 |  |  | T-102 | 2FA17F40 | 4 | EA | 1656.72
PETE | 6002726 | 10.526.276 | BOARD, INSTRUMENT, PRINTED CIRCUIT, #D9010073000E, (19-70123-0XX) OMIT ALARM CIRCUIT REFERENCE HAYS DRAWING E78616, CURRENT 4-20MA, CELL CONSTANT5.0 POWER, 117/234V, 60HZ, 15 WATT FOR #3 UNIT COOLING TOWER CONDUCTIVITY.(N (NEW P/N 2014-2 |  |  | D9010073000E | 2FA17B47 | 2 | EA | 1005.98
PETE | 5012600 | 10.526.279 | RECTIFIER BOARD (70KV) WITH VOLTAGE DIVIDER PCB, USED ON UNITS 1 & 4, 2014 E.S.P. UPGRADE. POWER PLUS PARTS. | 204ENP0000 | UNIT 4 PRECIPITATORS (PARENT) INCLUDES CONTROLS, TR SETS, VIBRATORS, RAPPERS, DOORS, LOCKS AND HIGH VOLTAGE BUSHINGS. *********CONFINED SPACE SEE NOTES PAGE 6********* | D25201V REV A | 2FA21D30 | 2 | EA | 3700
PETE | 5012601 | 10.526.284 | VOLTAGE DIVIDER PRINTED CIRCUIT BOARD, 70KV, USED ON UNITS 1 & 4, 2014, E.S.P. UPGRADE. POWER PLUS PARTS | 204ENP0000 | UNIT 4 PRECIPITATORS (PARENT) INCLUDES CONTROLS, TR SETS, VIBRATORS, RAPPERS, DOORS, LOCKS AND HIGH VOLTAGE BUSHINGS. *********CONFINED SPACE SEE NOTES PAGE 6********* | D25189-01 | 2FA4F36 | 2 | EA | 600
PETE | 5013452 | 10.526.290 | BOARD, FEEDER CONNECTION, USED ON MERRICK WEIGH FEEDER, MODEL 450-36-G, S/N 30491, PETE 4 LIMESTONE PREP BLDG. | 204LSW4405 | LIMESTONE WEIGH FEEDER FOR BALLMILL 44-05 | M21911-1 | 1FA11B12 | 1 | EA | 196
PETE | 5305367 | 10.526.291 | BOARD, INDICATOR MODULE, FSSS, FOR OIL IGNITORS, USED ON PETE #4 ABB C-E SVCS. BOILER FUEL IGNITION SYSTEMS. |  |  | 2F206 | 2FA25E29 | 2 | EA | 312
PETE | 5007503 | 10.526.296 | BOARD, PH SIGNAL CONDITIONING FOR PH ANALYZER TBI-INSTRUMENT SHOP, MODEL 514 MANUFACTURER PART NO = 52030-0091 | 204RMCNPQA | A QUENCHER PH CONTROLS | 52030-0091 | 4FA3E25 | 2 | EA | 251.96
PETE | 5216310 | 10.526.297 | BOARD, PLUG-IN, FOR ANNUNCIATOR RILEY COMPANY, MODEL 75B57, UNIT 3&4 MANUFACTURER PART NO = 70-AR7 |  |  | 70-AR7 | 2FA9F6 | 3 | EA | 189.93
PETE | 5008055 | 10.526.306 | BRIDGE PLATE ASSY. (VALVE BODY W/ 4 BRIDGES), RIGHT HAND, 316 SS, FOR PETE #3 IUCS VACUUM FILTERS, KOMLINE-SANDERSON MODEL KDF1289. | 203RWVFFL2 | FL-2 VACUUM FILTER ***CONFINED SPACE ENTRY*** ***SEE NOTES PAGE 6*** | P1581-00010D-RH | SB1AC4 | 1 | EA | 7154
PETE | 5003496 | 10.526.307 | BODY, (ONLY) FOR 3" RKL VLV SERIES LAF-Y-ATO-P #26 RUBBER WITH POSITIVE OPENING, STD CONST TAG FCV-711, RKL #2T-155, S02 REMOVAL PETE 3. | 203RWPGF00 | FILTRATE PIPING | 2T-155 | 2FA14G18 | 1 | EA | 263
PETE | 5012943 | 10.526.313 | BODY, BREATHER, BEIGE SIER, FOR INGERSOLL RAND MODEL L42-GS9 BLOWER PACKAGE, USED ON PETE 2 & 3 BAGHOUSE ASH SYSTEM TRANSPORT AIR. | 203AHAC000 | 3FA5002C- UNIT 3 FABRIC FILTER ASH TRANSPORT AIR BLOWER, INGERSOL RAND LCD42, 2813 AFCM @ 20 PSIG DISCHARGE 3PSFA5000-OIL PRESS SW. 3TSFA5001-DISC.TEMP.TRANS. 3TSFA5002-OIL TEMP.SW. | 85544427 | 2FA21I8 | 1 | EA | 320
PETE | 4002750 | 10.526.314 | BODY, CONDUIT OUTLET, 1-1/4", "C" TYPE, 2 HUB, STRAIGHT ACCESS, THREADED INSTALLATION, RIGID CONDUIT, ALUMINUM, W/ #490 COVER & #1944 GASKET. |  |  | OC4 / OL450 / GK125150N | 1FA4B18 | 11 | EA | 381.37
PETE | 5009880 | 10.526.322 | BODY, VALVE, FOR 4" FUJIKIN CERAMIC LINED BALL VALVES, 122-FV-550-1 & -2, USED ON PETE #2 SCRUBBER SLURRY FEED TO ABSORBER TOWER. | 204MUWV344 | RECLAIM WATER MAKE UP VALVE AT DISPOSAL TANK, VALVE LCV-344 UPGRADE# 44-RWS-DCV-224 | C400-1 | 2FA13D1 | 1 | EA | 7252.5
PETE | 5603618 | 10.526.323 | BODY, P/N 42A8828X012 FOR FISHER VALVE 6" 8500 SERIES #3 UNIT. |  |  | 42A8828X012 | 1FA2H4 | 1 | EA | 548.28
PETE | 5701002 | 10.526.324 | BODY, FOR FLYASH INTAKE VALVE #1812-03040707000, PETE 2&3 BAGHOUSE. | 203BCOMP01 | UNIT 3 FABRIC FILTER COMPARTMENT #1, CONTAINS 34 ROWS OF 40 FILTER BAGS SUPPORTED ON WIRE CAGES, TOTAL OF 1360 BAGS. BAGS ARE 29.75' LONG, 5" DIAMETER. COMPARTMENTS ARE NUMBERED SO. TO NO., EAST TO WEST, S.E. IS #1, N.E.. IS #2. 2PI-FF-1801 DIFF.PRESS.GA | 2-18222-1 | 2FA11I10 | 2 | EA | 718
PETE | 5005921 | 10.526.327 | BODY, 3", BOOT FOR PINCH VALVE, USED ON PNUEMATIC ACTUATOR, MODEL #LAF-ATC SPRING OPEN, RC #190-2866. | 203RWPGF00 | FILTRATE PIPING | U30035-05-01 | 4FA2A17 | 3 | EA | 1246.41
PETE | 5603637 | 10.526.329 | BODY, VALVE KEY #1 P/N 52A8963X022 FOR FISHER CONTROL VALVE TYPE 1061 8500-3516, SERIES S/N 7039425 SIZE 8" UNIT 3 ASH SYS. |  |  | 52A8963X022 | 1FA2G7 | 1 | EA | 1090.56
PETE | 5003494 | 10.526.331 | BODY, (ONLY), 1-1/2", RKL VALVE SERIES, LAF-Y-ATO-P #14 RUBBER W/ POSITIVE OPENING, STD. CONST., TAG ACV-120A, B, C, & D, RKL #2T-155, FOR PETE #3 & #4 SCRUBBER QUENCHER MAKE-UP VALVES. | 203RWPGF00 | FILTRATE PIPING | U30035-02-01 | 2FA14D20 | 2 | EA | 665.36
PETE | 5711439 | 10.526.332 | BODY, VALVE, W/MOLDED LINER, FOR UNITED CONVEYOR CORP. 6" BUTTERFLY VALVE (3-1956-114) AS FURNISHED ON UCC PO 54674-4, FOR ASH HANDLING SYSTEM, PETE3. | 203RWFA000 | UNIT #3 FLYASH SILO INCLUDES SILO AND ALL ASSOCIATED EQUIPMENT BLOWERS, FEEDERS AND EQUIPMENT.. | 190093-1 | 1FA3G15 | 2 | EA | 422.22
PETE | 7004266 | 10.526.341 | BELTS, V-DRIVE, CUT LENGTH - 140", WIDTH - 5/8", FOR PETE #3 IUCS DUCON FLYASH SILO BLOWER. (MATCHED SET OF 5) | 203RWFAB00 | FLYASH BLOWER AND MOTOR (DUCON) | SV1400 | SB3O1WALL | 2 | ST | 457.9
PETE | 5005763 | 10.526.344 | BELT, V-DRIVE, LENGTH- 250", WIDTH- 1", FOR PETE #4 SCRUBBER QUENCHER & ABSORBER FEED PUMPS, GOODYEAR 8V-2500 OR EQUAL. (MATCHED SET OF 10) |  |  | 8V-2500 | SB3C2B1 | 2 | ST | 3175.4
PETE | 5706572 | 10.526.349 | BELT, V-DRIVE, CUT LENGTH- 42/1/2", TOP WIDTH- 3/8", FOR VAT AGITATOR DRIVES, USED ON PETE #4 CSI FILTER DRUMS, GOODYEAR 3VX425 OR EQUAL. | 204RWVFFA1 | FL-101 VACUUM FILTER AGITATOR | 3VX425 | 1FA6A33 | 8 | EA | 77.94
PETE | 7004135 | 10.526.351 | BELT, V-DRIVE, CUT LENGTH- 51, TOP WIDTH- 2/3, GATES B48. | 204RPCVBM0 | LIMESTONE CONVEYOR MAGNETIC SEPERATOR | P49FJ52320 | 1FA6G32 | 4 | EA | 18.08
PETE | 7004136 | 10.526.352 | BELT, V-DRIVE, CUT LENGTH- 54", TOP WIDTH- 21/32", GOODYEAR B51 OR EQUAL. | 203RBVFIU0 | IUCS VENT FANS | BX51 | 1FA6G31 | 8 | EA | 102.11
PETE | 5714299 | 10.526.353 | BELT, V-DRIVE, CUT LENGTH - 58", TOP WIDTH - 21/32", FOR DINGS MODEL 66 MAGNETIC SEPARATORS, USED ON PETE 3A, 3B, 8A & 8B COAL CONVEYORS. | 201UVSFTH0 | UVSFTH AIR SUPPLY FAN FOR TRACK HOPPER. * | B55 | 2FA1D16 | 4 | EA | 28.4
PETE | 7004028 | 10.526.354 | BELT, V-DRIVE, CUT LENGTH- 68", TOP WIDTH- 1/2", FOR PETE #3 & #4 IUCS/CSI FILTER DISCHARGE CONVEYORS. | 203RWCB01A | CO-1A FILTER DISCH CONVEYOR | A66 | 1FA6D28 | 4 | EA | 25.7
PETE | 7004210 | 10.526.359 | BELT, V-DRIVE, CUT LENGTH- 85", TOP WIDTH- 5/8", GOODYEAR 5VX850 OR EQUAL. | 203RWFP02A | P2A FILTER FEED PUMP AND MOTOR (EAST PUMP) | 5VX850 | 1FA6G33 | 1 | EA | 45.32
PETE | 7004177 | 10.526.362 | BELT, V-DRIVE, CUT LENGTH- 109", TOP WIDTH- 7/8", 3-BAND. (MATCHED SET OF 2) | 203RWPM000 | PUG MILL | C-105 | SB3B1B4 | 2 | ST | 388.99
PETE | 5005764 | 10.526.363 | BELT, POWER GRIP GT2, PITCH LENGTH 225.98", TOP WIDTH- 170MM, FOR PETE #4 SCRUBBER QUENCHER PUMPS. | 204RMQFPA1 | P-402A-1 QUENCHER PUMP | 8V-2240 | SB1AB8 | 2 | EA | 2849.87
PETE | 5009958 | 10.526.364 | V-BELT, SUPER H.C., 8 PER SET, USED ON #5 BALL MILL AREA SUMP PUMPS. | 204LSP441A | LIMESTONE AREA SUMP 2 PUMP A (& MOTOR) | 3VX560 SUPER HC | 2FA17B25 | 1 | ST | 102.21
PETE | 5706267 | 10.526.365 | BELTING, CONVEYOR, ORIENTAL, 24" X 125 FT., MAXX TUFF, 3-PLY, 330, W/ 3/16" X 1/16" HAR, FOR PETE #3 & #4 IUCS/CSI MIXER FEED & FILTER DISCHARGE CONVEYORS. | 203RWCB01A | CO-1A FILTER DISCH CONVEYOR | ************************* | SB4 | 125 | FT | 2403.75
PETE | 5706606 | 10.526.368 | BELT, WEAR, PE/PE MOR, FOR PETE #4 DEWATERING BELT FILTER, EIMCO MODEL 3M65 EXTRACTOR, S/N CSP0000326-01/02. | 272GDF0400 | GDF 44-04 GYPSUM DEWATERING FILTER | 569912CHNN | SB1AE6 | 3 | EA | 4530
PETE | 5714205 | 10.526.370 | BELTING, CONVEYOR, 54" WIDE X RANDON LENGTHS LESS THAN 1300 FT., ORIENTAL MAXX TUFF, 4 PLY, 440 Piw, 1/4" X 1/8", FIRE RETARDANT 2G (110) COVERS, FOR PETE 3A, 3B, 5A & 6A COAL CONVEYORS, LENGTH TOLERANCE -0% TO +2%. (DO NOT SUBSTITUTE) | 266CA02ACB | 2A COAL CONVEYOR BELT *** SEE EQUIPMENT NOTES PAGE #6 *** * CUTTING & WELDING PERMIT REQUIRED * |  | SB4 | 500 | FT | 23405
PETE | 5012045 | 10.526.437 | BLADE, FAN, FITS 1/2 HP, 1725 RPM, 56 FRAME MOTOR | 203FA5000C | 3FA5000C-UNIT 3 MECHANICAL EXHAUSTER, ROOTS 721 DVJ-V INCLUDES THE SOUND ENCLOSURE, RATED FOR 85 dBA @ 3', 1 INLET SILENCER AND 2 DISCHARGE SILENCERS 3FA5001C-ENCLOSURE VENT FAN, MOTOR, BALDOR SuperE 841XL, SEE NOTES. | 915896 | 2FA20J14 | 2 | EA | 1176
PETE | 5706509 | 10.526.439 | BLADE, SCRAPER, REPLACEMENT, 22" GORDON SABER, FOR 24" BELTS, USED ON PETE #3 & #4 IUCS/CSI & DEWATERING CONVEYORS. | 203RW00000 | UNIT 3 SCRUBBER WASTE SYSTEM (IUCS) |  | SB3C2B5 | 9 | EA | 2714.54
PETE | 5009322 | 10.526.440 | BLADE, AGITATOR, RUBBER COATED CARBON STEEL, 154" DIA., FOR MODEL 3811-S-PTO GEAR DRIVE AGITATOR, USED ON PETE #1 & #2 SCRUBBER SLURRY STORAGE TANKS, PHILADELPHIA MIXERS DWG. #94DKP0254-2. | 272SST0100 | SST 120-1 LIMESTONE SLURRY STORAGE TANK *** CONFINED SPACE ENTRY *** *** SEE NOTES PAGE 6 *** (EAST TANK) | 90612-1059 | SB4 | 3 | EA | 18500.95
PETE | 5714115 | 10.526.475 | BOLT, TURN BODY, USED ON TOWING BRACKET ASSY SYM "F" ON JK1955 TB205(LUBRICATED FROM BASE OF BOLT) FOR TRIPPER CABLE DRIVE ASSY-PETE #3. | 266CA09ATR | 9A TRIPPER ROPE HAUL **** SEE EQUIPMENT NOTES PAGE 6 **** *CUTTING AND WELDING PERMIT REQUIRED* |  | 2FA11E55 | 2 | EA | 160.12
PETE | 5513645 | 10.526.486 | BOLT, COUNTERSUNK, 5/8" X 4-1/4", W/ HEX NUT, GRADE 5, FOR PETE ABB C-E SVCS. COAL PULVERIZERS, S/N 63801-63805, 66810-66814 & 73831-73836. | 203BFCM001 | 3-1 PULVERIZER *** CONFINED SPACE ENTRY *** *** FOR PYRITE SECTION ONLY - SEE NOTES PAGE 6 *** | 15-1006 > washer | 1FA12D13 | 27 | EA | 1054.44
PETE | 5513980 | 10.526.522 | BOLT, ELEVATOR, 5/16"-18 X 1", W/ HEX NUT, FOR PETE #3 & #4 STOCK EQUIPMENT COAL FEEDERS, S.E. CO. #5124, (100 PER PK.) | 203BFCF001 | 3-1 COAL FEEDER ********SEE EQUIPMENT NOTES PAGE 6 ********** ***NUCLEAR DENSITY GAGE ATTACHED TO PIPING*** | AF4 | 2FA15F24 | 2 | PQ | 17.9
PETE | 5216302 | 10.526.552 | BOARD, INTEGRATED, FOR SEAL WATER SYSTEM MOORE INDUSTRIES, UNIT 3&4 MANUFACTURER PART NO = 800-824-32A |  |  | 800-824-32A | 2FA9F1 | 2 | EA | 4.6
PETE | 6002605 | 10.526.559 | BOARD, PC, FOR WATER TANK LEVEL CONTROLLER HONEYWELL, MODEL 3331220088 MANUFACTURER PART NO = 727914-1 SER NO = L669585072. |  |  |  | 2FA17B34 | 1 | EA | 199.04
PETE | 6001560 | 10.526.563 | BOARD, RELAY, FOR VIBRATION MONITOR BENTLY NEVADA CORPORATION, UNIT 4 BFP MANUFACTURER PART NO = 72130-01 |  |  |  | 2FA24H4 | 2 | EA | 493.6
PETE | 5706174 | 10.526.564 | BOARD, SCALE, BOARD MODEL 931 FOR MERRICK MODEL 460 DS WEIGHTOMOTER S/N 13532/3 (WS-1A & 1B), USED FILTER CAKE SCALE I.U.C.S. PETE 3 |  |  |  | 1FA11B6 | 2 | EA | 1254.76
PETE | 5607494 | 10.526.566 | BOARD, TILT SWS. CONTROL, COMPLETE LESS ENCLOSURE FOR HIGH LEVEL BUNKER PROBES, RAMSEY TECHNOLOGY, MODEL 20-38-1, AREA PETE 3 MANUFACTURER PART NO= 20-38-1 | 201BFBSLCN | "A" SYSTEM BUNKER LEVEL CONTROLS. INCLUDES ALL BUNKER LEVEL TRANSMITTERS AND EMERG. HIGH LEVEL PROBES. | 20-38-1 | 2FA11A6 | 0 | EA | 0
PETE | 5301684 | 10.526.568 | BOARD, UNIT 3&4, 3 INPUT "POWER AND" FOR ABB COMBUSTION ENG SCVS, MODEL CONTROL PANEL MANUFACTURER PART NO = 97515 |  |  |  | 2FA19G3 | 1 | EA | 177
PETE | 5617303 | 10.526.570 | BOARD, ALARM, FOR COAL FEEDER SECOAL NUCLEAR MONITORS, STOCK EQUIPMENT CO., AREA PETE 3 & 4 MANUFACTURER PART NO = 3Z1530 | 204BFCFFND | COAL FEEDER NUCLEAR COAL FLOW DEVICES ON 4-1 THRU 4-6 COAL FEEDERS **CAUTION: THESE DEVICES ARE NRC REGULATED****** *******OBSERVE PROPER HANDLING PROCEDURES******* | 3Z1530 | 2FA11E4 | 2 | EA | 1083.8
PETE | 5617377 | 10.526.571 | BOARD, INPUT, FOR AMETEK-DIV PANALARM, STYLE ALARM MANUFACTURER PART NO = 91TF1T24DC4EA2GP | 204ENPRCP2 | UNIT 4 PRECIPITATOR 4-2 (NORTH) INCLUDES CONTROLS, TR SETS, VIBRATORS, RAPPERS, DOORS, LOCKS AND HIGH VOLTAGE BUSHINGS. *******CONFINED SPACE SEE NOTES PAGE 6******* | 91TF1T24DC4EA2GP | 2FA17A35 | 2 | EA | 244.54
PETE | 5608239 | 10.526.572 | BOARD, MULTI-CHANNEL ALARM, PART #3S7700PB104A1, SUPVISORY INSTRUMENT SYSTEM S/N 170X755. |  |  | 3S7700PB104A1 | 2FA13A20 | 1 | EA | 1913.86
PETE | 5601976 | 10.526.580 | BOARD, CIRCUIT, CALIBRATED FOR 2.7 FT/SEC FACTORY CERTIFIED, FOR 4FS17 ASHSLUICE PUMP RECIRC. CONTROL, PETE 4 |  |  | 5281-1-1-H-2-B- | 2FA20G30 | 1 | EA | 493.26
PETE | 6011072 | 10.526.586 | BOARD CIRCUIT 0 TO 3 MILS, BENTLY-NEVADA VIBRATION MONITOR PETE 3-1 & 4-1 SBACS. P/N 3300-16-01-02-01-00-00-01. |  |  | 3300/16-02-02-01-00-00-00 | 4FA3D14 | 2 | EA | 1982
PETE | 4901108 | 10.526.588 | BOARD, CONTROL, PLUG IN, GRINNELL, STYLE FIRE PROTECTION, UNIT 4 MANUFACTURER PART NO = S22S-24 |  |  | S22S-24 | 1FA11F3 | 3 | EA | 539.49
PETE | 5004378 | 10.526.593 | BOARD, MAIN CONTROL, FOR PH TRANSMITTER TBI-INSTRUMENT SHOP MANUFACTURER PART NO = 4TB5203-0126 | 203RIFGDI0 | UNIT #3 FGD INSTRUMENTS(PH, FLOWS, TEMP, PRESS. VIBRATION, ETC. | 4TB52030126 | 2FA23E4 | 5 | EA | 1645.75
PETE | 5002033 | 10.526.599 | BOARD, LOGIC, CPU, MICRORAP, FOR RAPPER CONTROLS, USED ON PETE #1 (1-2) & PETE #3 PRECIPITATORS. | 203ENPRCP1 | UNIT 3 PRECIPITATOR 3-1 (SOUTH) INCLUDES CONTROLS, TR SETS, VIBRATORS, RAPPERS, DOORS, LOCKS AND HIGH VOLTAGE BUSHINGS. ***** CONFINED SPACE/SAFETY SEE NOTES PAGE 6 ***** | MR-A02 | 2FA8C29 | 3 | EA | 2274
PETE | 5002034 | 10.526.600 | BOARD, DC OUTPUT, MICRORAP, FOR RAPPER CONTROLS, USED ON PETE #1 (1-2) & PETE #3 PRECIPITATORS. | 203ENPRCP1 | UNIT 3 PRECIPITATOR 3-1 (SOUTH) INCLUDES CONTROLS, TR SETS, VIBRATORS, RAPPERS, DOORS, LOCKS AND HIGH VOLTAGE BUSHINGS. ***** CONFINED SPACE/SAFETY SEE NOTES PAGE 6 ***** | MR-C70 | 2FA8D32 | 2 | EA | 1650
PETE | 5012914 | 10.526.602 | BOARD, DISPLAY, DESICCANT DRYER, FOR INGERSOLL RAND MODEL HL4001S00AA, USED ON PETE 2&3 BAGHOUSE INSTRUMENT AIR DRYERS. | 203BCOMP01 | UNIT 3 FABRIC FILTER COMPARTMENT #1, CONTAINS 34 ROWS OF 40 FILTER BAGS SUPPORTED ON WIRE CAGES, TOTAL OF 1360 BAGS. BAGS ARE 29.75' LONG, 5" DIAMETER. COMPARTMENTS ARE NUMBERED SO. TO NO., EAST TO WEST, S.E. IS #1, N.E.. IS #2. 2PI-FF-1801 DIFF.PRESS.GA | 633653 | 2FA4E33 | 1 | EA | 105
PETE | 5004619 | 10.526.605 | BOARD, ELECTRONIC, FOR METAL DETECTOR TECTRON ENGINEERING, MODEL METAL MANUFACTURER PART NO = P-520 | 204RPCVBMD | LIMESTONE CONVEYOR METAL DETECTOR SHUTS #2 LIMESTONE BELT DOWN IF METAL IS DETECTED | P-520 | 2FA16G21 | 1 | EA | 2474.54
PETE | 5301688 | 10.526.606 | BOARD, UNIT 3&4, SET-RESET MEMORY, FOR ABB COMBUSTION ENG SVCS, MODEL CONTROL PANEL MANUFACTURER PART NO = 860407 | 203BSCN000 | UNIT 3 SOOTBLOWER CONTROLS | 860407 | 2FA19G6 | 2 | EA | 338.54
PETE | 5607477 | 10.526.611 | BOARD, CCT ID#2, 3-INPUT "OR", FOR SOOT BLOWER CONTROL PANEL, COPES-VULCAN, MODEL TSDGC, PETE 3. |  |  | 860235 | 2FA15E15 | 1 | EA | 358.2
PETE | 5602029 | 10.526.614 | AVERAGING BOARD, THERMOCOUPLE, TA-1, FOR PETE 2 & 4 CAMMS SYSTEM. | 204BFCM001 | 4-1 PULVERIZER *** CONFINED SPACE ENTRY *** *** FOR PYRITE SECTION ONLY - SEE NOTES PAGE 6 *** | 106-022-00 | 1FA2F1 | 1 | EA | 95
PETE | 5607479 | 10.526.621 | BOARD, CCT ID#28, DYNAMIC PULSER, FOR SOOT BLOWER CONTROL PANEL, COPES-VULCAN, MODEL TSDGC, PETE 3. |  |  | 097513 | 2FA15E15 | 2 | EA | 1254.34
PETE | 6001839 | 10.526.625 | BOARD, INSTRUMENT, RELAY-2, FOR SGD DENSITY TRANSMITTER, T.N. PART NUMBER 886583-2. FOR MARK II SYSTEM |  |  | 885741-2 | 2FA25G46 | 3 | EA | 877.74
PETE | 5706421 | 10.526.633 | BOARD, SCALE, CARD 941, (CHASSIS) FOR ELECTRONIC CONTROLS FOR MODEL 460-DSDIGITAL WEIGHING SYSTEM, S/N'S 460-DS-17591, 17592, 17593 | 203RWBSWFS | WS-1B BELT SCALE(CO-1B) INCLUDES ELECTRONICS, WEIGHBRIDGE AND CONTROLS | 19278A | 2FA21G15 | 1 | EA | 981.56
PETE | 5602028 | 10.526.636 | BOARD, SURGE SUPPRESSOR, FOR PETE 2 & 4 CAMMS SYSTEM. | 204BFCM001 | 4-1 PULVERIZER *** CONFINED SPACE ENTRY *** *** FOR PYRITE SECTION ONLY - SEE NOTES PAGE 6 *** | 106-030-00 | 1FA2F1 | 1 | EA | 82
PETE | 5015299 | 10.526.643 | TERMINATION BOX FOR HEAT TRACE USED ON PETE 1-2-3-4 SBS, UNIT 3 BOOSTER FAN LUBE OIL SYSTEM AND OTHER SYSTEMS INSTALLED AT PETE AFTER 1/1/2014. | 203RFBHTTR | UNIT 3 SCRUBBER BOOSTER FANS HEAT TRACE CONTROL PANEL. 23 CIRCUITS. OPERATING INSTRUCTIONS ARE COPIED TO THE NOTES. | PCA-H | 2FA9G24 | 2 | EA | 222.7
PETE | 5721182 | 10.526.652 | BRACKET, COMPLETE, MOUNTING, TO ADAPT 6" & 8" PLIAXSEAL VALVE TO MCC ACTUATOR #894, FOR PETE #3 IUCS WATER TRUCK FILL VALVE. | 203RDPGQF0 | QUICKFILL MAKE-UP PIPING |  | 4FA5G23 | 1 | EA | 160
PETE | 5301298 | 10.526.657 | BRACKET, UNIT 3, CLEVIS, FOR COPES-VULCAN, MODEL RW-5E RETRACTABLE SOOT BLOWER MANUFACTURER PART NO = 142041 | 203BSSBA01 | A-1 "A" ROW WALL SOOTBLOWER | 142041 | 1FA4D8 | 2 | EA | 214.9
PETE | 5216398 | 10.526.684 | BREAKER, CIRCUIT, 2-POLE, 480 V, 20 A, CUTLER-HAMMER #EHC2020 FOR UNIT 3 &4 SEAL WATER SYS. EATON CORP., AEROSPACE CONTROL SYSTEMS DIV. |  |  | EHC2020 | 2FA9C9 | 1 | EA | 72.63
PETE | 5305460 | 10.526.694 | CIRCUIT BREAKER, 1 POLE, 10A, USED ON PETE 2 IGNITOR CONTROL CABINET. | 204BFOS000 | UNIT 4 BOILER IGNITION SYSTEM. | EP101UL C10 | 2FA25G26 | 1 | EA | 50
PETE | 4005142 | 10.526.696 | BREAKER, CIRCUIT, 350A, 600V, 2-PHASE, MAG. TRIP ADJ. 1750-3500, W/ ATTACHMENT RH, CH BREAKER SERIES "C", CAT #KD2350S09, W/ KT2350T TRIP DEVICE ATTACHED & SHUNT TRIP, FOR PETE #2 PRECIPITATOR CONTROLS. | 204ENP0000 | UNIT 4 PRECIPITATORS (PARENT) INCLUDES CONTROLS, TR SETS, VIBRATORS, RAPPERS, DOORS, LOCKS AND HIGH VOLTAGE BUSHINGS. *********CONFINED SPACE SEE NOTES PAGE 6********* | KD2350S09 W/ KT2350T | 2FA23J4 | 3 | EA | 8788.92
PETE | 5015303 | 10.526.698 | CIRCUIT BREAKER (2) P, 240 VAC, 10 KA, SYM, GF-1, FOR HEAT TRACE USED ON PETE 1-2-3-4 SBS, UNIT 3 BOOSTER FAN LUBE OIL SYSTEM AND OTHER SYSTEMS INSTALLED AT PETE AFTER 1/1/2014. | 203RFBHTTR | UNIT 3 SCRUBBER BOOSTER FANS HEAT TRACE CONTROL PANEL. 23 CIRCUITS. OPERATING INSTRUCTIONS ARE COPIED TO THE NOTES. | QOB230EPD | 2FA9C29 | 2 | EA | 598
PETE | 5207513 | 10.526.699 | BREAKER, CIRCUIT, 10 AMP, 250 VAC, 65 VDC RATED, SINGLE POLE MANUAL TRIP, PUSH TO SET, HIGH DENSITY, DIN RAIL MOUNTING, FOR #4 COOLING TOWER. |  |  | 1492-GH100 | 4FA5F6 | 3 | EA | 218.79
PETE | 5002544 | 10.526.710 | BREAKER, CIRCUIT, FRAME AMPS - 400, TRIP AMPS - 300, 2 POLES, 600VAC, WESTINGHOUSE LB FRAME, FOR PETE #4 PRECIPITATOR T/R (750 MA). |  |  | WA42852 | 2FA21I2 | 2 | EA | 1687.5
PETE | 5012743 | 10.526.712 | BREAKER, CIRCUIT, WESTINGHOUSE F-FRAME HFDE MCCB 65 KA @ 480 VOLT ELECTRONIC LSI 3-POLE 100-225 AMP, USED IN FREEDOM 2100 MCC, PETE SBS AND PETE 2&3 BAGHOUSE MCC'S. | 203MCCFF3A | UNIT 3 BAGHOUSE, 480 VOLT MCC FF-3A, SEC.1/1200 AMP., SEC. 2/8-600 AMP., 65,000 AMP. SHORT CIRCUIT RATING. MAIN INCOMING FROM 480 VOLT SWGR. BUS FF3A, CUBICLE 4B | HFDE322532 | 2FA21A10 | 1 | EA | 1918.2
PETE | 5002543 | 10.526.725 | BREAKER, CIRCUIT, WEST. HFB2125, 600 VAC, 125A, 250 VDC, FOR PETE #4 ELECTROSTATIC PRECIPITATORS. |  |  | WA 42850 | 2FA21C1 | 1 | EA | 3365
PETE | 5006870 | 10.526.727 | TRIP, MICRO VERSA, P/N T545N178, 800 AMP FRAME ONLY FOR PETE #4 SCRUBBER 480V LOAD CENTERS. |  |  | T5A5N178 | 2FA19B14 | 2 | EA | 3646
PETE | 5407527 | 10.526.734 | BREAKER, CIRCUIT, AMPS- 250A, VOLTS- 600V PHASE- 3, W/TRIP UNIT | 203AHTA000 | UNIT 3 TOP ASH SYSTEM | TJK436250WL | 2FA24I18 | 2 | EA | 3321.64
PETE | 5711398 | 10.526.776 | BOLT, HEX HEAD, 1/4"- 20 X 1", 304 STAINLESS STEEL. (100 / PK.) | 204BFCM002 | 4-2 PULVERIZER *** CONFINED SPACE ENTRY *** *** FOR PYRITE SECTION ONLY - SEE NOTES PAGE 6 *** |  | 1FA15A20 | 0 | EA | 0
PETE | 5721080 | 10.526.823 | BOLT, PIVOT, FOR UNITED CONVEYOR CORP. GATE POSITION INDICATOR, 24' SLUIDEGATE, UNIT 4 MANUFACTURER PART NO. SK-34106. |  |  |  | 2FA25H11 | 1 | EA | 26.6
PETE | 5002561 | 10.526.842 | BUSHING, HIGH VOLT. GROUND, WESTINGHOUSE ELECTRIC CO, USED PETE #4 PRECIPITATOR, TRANSFORMR /RECTIFIER, MANUFACTURER PART NO = 5644C95G01 |  |  | 5644C95G01 | 2FA21I10 | 3 | EA | 247.5
PETE | 6905803 | 10.526.843 | BUSHING, HO, 25KV, 3000 AMP, INCLUDE GASKET, WESTINGHOUSE ELEC, MODEL GSU TRANSFORMER, AREA PETE 3, MANUFACTURER PART NO = 5643C35 G01 |  |  |  | SB3H2B2 | 1 | EA | 2023.68
PETE | 4002728 | 10.526.885 | BUSHING, REDUCING, THREADED, CONDUIT FROM 1-1/4" TO 1". | 203RMVFDB3 | FV-110-3B RECYCLE PUMP DISCHARGE VALVE | RB125-75 | 1FA5C32 | 14 | EA | 49.14
PETE | 4002725 | 10.526.886 | BUSHING, CONDUIT, REDUCING, 3/4" TO 1/2", STEEL, NPT. | 203ELPR003 | UNIT 3 PRECIPITATORS LIGHTING INCLUDES LIGHTING 0N ALL UNIT 3 PRECIPITATORS | RB7550 | 1FA5D33 | 70 | EA | 97.22
PETE | 5004462 | 10.526.889 | BUSHING, DRIVE PULLEY, "GEARBOX", FOR THICKNER RAKE, USED ON PETE #3 IUCS/CSI THICKNER TANK, EIMCO MODEL C60B2P, S/N 76011-01. | 203RDTHD01 | THICKNER DRIVE #1 GEAR REDUCER AND MOTOR | SK1 1/4 | 2FA5D4 | 2 | EA | 35.62
PETE | 5706506 | 10.526.891 | BUSHING, TAPERLOCK, SPROCKET, MOTOR DRIVE, FOR PETE #3 & #4 FLYASH DAY TANK ROTARY FEEDERS. "DO NOT SUBSTITUTE" | 203RWFAFS0 | FLYASH DAY TANK ROTARY FEEDER AND AIR SLIDE | P1X1-1/4 (not applicable) | 2FA14E10 | 2 | EA | 30.48
PETE | 5503917 | 10.526.912 | BUSHING, OIL PUMP, FOR PETE #2 & #3 ABB C-E SVCS. COAL PULVERIZERS, MODELS 823RPS & 903RP. | 203BFCM001 | 3-1 PULVERIZER *** CONFINED SPACE ENTRY *** *** FOR PYRITE SECTION ONLY - SEE NOTES PAGE 6 *** | 86-114 | 1FA25D8 | 1 | EA | 1637
PETE | 5721655 | 10.526.922 | TAPER BUSHING, SIZE J X 3", FOR PETE 4 FLYASH BLOWER BELT DRIVE SHAFT SPROCKET (TO BE USED WITH STK #5721098). | 204AHFB001 | 4-1 FLY ASH BLOWER ASSEMBLY | M19GX08480 | 2FA22H6 | 1 | EA | 90.16
PETE | 5009954 | 10.526.925 | BUSHING, SHEAVE, SIZE E X 65MM, USED ON PETE 3 BALL MILL TRANSFER PUMPS. |  |  | M19GX06060 | 2FA17B55 | 1 | EA | 39
PETE | 5207533 | 10.526.927 | BUSHING, SPLIT-TAPER, 3 3/8" BORE WITH 7/8" X 3/16" KEYWAY, CAST IRON, FOR UNIT 3&4 COOLING TOWERS. |  |  | D17546 | 4FA5E4 | 1 | EA | 530
PETE | 5706353 | 10.526.929 | BUSHING, TAPERLOCK, BORE- 2.125, TYPE- Q1 | 204RWCB103 | CO-103 FLYASH SCREW CONV & BEARINGS MCC 101 FLYASH SCREW CONV CO-103 | M82274A5 | 2FA1D24 | 2 | EA | 35.84
PETE | 7005820 | 10.526.932 | BUSHING, TAPERLOCK, BORE- 2.375, TYPE- E | 203RWFAB00 | FLYASH BLOWER AND MOTOR (DUCON) | E-2 3/8'' | 1FA7D31 | 1 | EA | 47.9
PETE | 5005990 | 10.526.943 | BOLT, HEX HEAD, M20-2.5 X 130MM, DIN 931, CLASS 10.9, ZINC FINISH, USED ON PETE 4 SCRUBBER ABSORBER & QUENCHER EKATO SIDEMOUNT AGITATORS. (MECHANICAL SEAL RETAINING BOLTS) (8 BOLTS TO MAKE 1 SET). | 204MXC01C3 | ABSORBER FEED TANK MIXER | 0154053 | 2FA19B22 | 2 | ST | 30.9
PETE | 5513297 | 10.526.947 | BOLT, MACHINE, 1-1/2" X 3-3/4", W/O NUT, FOR JOURNAL COVER, USED ON PETE #3 & #4 ABB C-E SVCS. MODEL 903RP COAL PULVERIZERS. | 203BFCM001 | 3-1 PULVERIZER *** CONFINED SPACE ENTRY *** *** FOR PYRITE SECTION ONLY - SEE NOTES PAGE 6 *** | MD8-00077-4870 | 4FA57B6 | 18 | EA | 728.82
PETE | 5109219 | 10.526.954 | BOLT, PLOW, 5/8"-11 X 2-1/4", FOR CUTTING EDGES, USED ON PETE MICHIGAN 380 ASH POND DOZER, CATERPILLAR #4F3654 OR EQUAL. | 266CHE0110 | COAL HANDLING DOZER 380 SN418E110K **** SEE EQUIPMENT NOTES PAGE 6 **** *CUTTING AND WELDING PERMIT REQUIRED* | 4F3657 | 2FA6E53 | 58 | EA | 42.34
PETE | 6706708 | 10.526.956 | BOLT, SOCKET HEAD, 1-1/8" X 3-1/2", THREAD-8, FOR PETE #2 DELAVAL BOILER FEED PUMP. | 202FWBFP01 | 2-1 BOILER FEED PUMP (TURBINE DRIVEN) | I99NS000231383 | 2FA4B3 | 16 | EA | 2642.08
PETE | 5005619 | 10.526.970 | BOLT, THROATBUSH (U16Z3-14CL), METRIC STUD, FOR PETE #4 SCRUBBER QUENCHER & ABSORBER FEED PUMPS, WARMAN MODEL 450STL. | 204RMQFPA1 | P-402A-1 QUENCHER PUMP | T45274ME62 | 2FA16F36 | 8 | EA | 266.96
PETE | 5711954 | 10.526.971 | BOLT, "T", 5/8", STAINLESS STEEL, FOR POKEHOLE & OBSERVATION PORT, USED ON PETE #3 & #4 PYRITE HOPPERS. | 203AHBAHA0 | UNIT 3 BOTTOM ASH SYSTEM A HOPPER AND ASSOCIATED EQUIPMENT | 46218-2 | 4FA55A4 | 2 | EA | 128.94
PETE | 5505708 | 10.526.983 | BOLT, SCREEN, 3/8"-16 X 1-1/2", GRADE 8, ALLEN HEAD, FOR SAMPLE MILL #D-2205 0001, USED ON PETE 3A, 3B, 8A & 8B COAL CONVEYORS, J.B. LONG PROJECT #92062. | 204BFCM005 | 4-5 PULVERIZER *** CONFINED SPACE ENTRY *** *** FOR PYRITE SECTION ONLY - SEE NOTES PAGE 6 *** | AH06-16X1.5G8 | 1FA25E2 | 200 | EA | 102
PETE | 5009941 | 10.526.986 | BOLT, COVER PLATE, FOR PETE #1 & #2 SCRUBBER ABSORBER & MILL SLURRY PUMPS & PETE #4 DEWATERING PRIMARY HYDROCLONE & RECLAIM WATER PUMPS, WARMAN PUMPS MODEL 6/4EAH & EEAH. | 204MSP405A | BALLMILL SLURRY PUMP | E4015ME65 | 2FA17D17 | 4 | EA | 665.28
PETE | 5005682 | 10.526.996 | BOLT, FRAME PLATE LINER, W/ 1 THIN SELF LOCKNUT, FOR PETE #4 SCRUBBER DISPOSAL FEED PUMPS, PETE #1 SCRUBBER PROCESS WATER PUMPS & PETE DEWATERING RECLAIM WATER PUMPS, WARMAN MODEL 6/4DAH. | 203RDUFP3B | P7-3B UNDERFLOW PUMP INCLUDES PUMP, MOTOR AND CONTROLS | DAM026UME62 (METRIC) | 2FA16F31 | 9 | EA | 226.35
PETE | 5009587 | 10.527.002 | BOLT, LINER, 3/4" X 4-1/2", FOR SHELL LINING, ITEM #24, MARK #R-60-0058-4-01, USED ON PETE #1 & #2 SCRUBBER LIMESTONE BALL MILLS. | 272BML0100 | BML 120-1 LIMESTONE BALL MILL *** CONFINED SPACE ENTRY *** *** SEE NOTES PAGE 6 *** | 06418 | SB3C2B4 | 0 | EA | 0
PETE | 5009575 | 10.527.003 | BOLT, LINER, 3/4" X 8", FOR SHELL, FEED & DISCHARGE HEAD LININGS, ITEM #4, MARK #R-60-0058-4-11, USED ON PETE #1 & #2 SCRUBBER & #5 LIMESTONE BALL MILLS. | 272BML0100 | BML 120-1 LIMESTONE BALL MILL *** CONFINED SPACE ENTRY *** *** SEE NOTES PAGE 6 *** | 06425 | SB3C2B2 | 0 | EA | 0
PETE | 5513216 | 10.527.004 | BOLT, KEYED LINER, 5/8" X 2 1/2", P/N D-445-C FOR C E PULVERIZERS SIZE 903UNITS #3 & #4 PETE GEN STA S/N 73833 & 73835. | 203BFCM001 | 3-1 PULVERIZER *** CONFINED SPACE ENTRY *** *** FOR PYRITE SECTION ONLY - SEE NOTES PAGE 6 *** | D-445-C | 1FA12E8 | 491 | EA | 2234.05
PETE | 5005625 | 10.527.022 | BOLT, W/ NUT, FOR COVER PLATE LINER (U10Z3-13CL), USED ON PETE #4 SCRUBBER ABSORBER FEED PUMPS, WARMAN MODEL 450STL. | 204RMQFPA1 | P-402A-1 QUENCHER PUMP | T45023UE62 | 2FA16E37 | 23 | EA | 489.22
PETE | 5003301 | 10.527.027 | BOOT, DRIVE SCREW ROD,FOR ANDCO INC., MODEL FD-10A/B, PETE 3 MANUFACTURERPART NO = |  |  | FD-10A/B | 2FA14A13 | 3 | EA | 2096.88
PETE | 5003326 | 10.527.029 | BOOT, SCREW ROD, DRIVE, FOR PETE #3 SCRUBBER INLET ISOLATORS, ANDCO INC. MODEL 30A, B, C, D. | 203RGMID0A | FD30-A MODULE INLET DAMPER INCLUDES DRIVE UNIT, DAMPER, CHAIN AND ELECTRICAL CONTROLS. | 30A-B-C-D | 2FA14B16 | 1 | EA | 650.98
PETE | 3601052 | 10.527.032 | BOOT, FOOTWEAR, SIZE- (14-15) XXL, BLACK, 17" HGT, 4-WAY CLEATED OUTSOLE. |  |  | B7916-16 | 2FA59WALL | 57 | PAA | 1003.2
PETE | 6002113 | 10.527.044 | CABLE, PROBE EXTENSION, BEARING VIBRATION, KEYPHASOR, ECCENTRICITY, THRUST, AXIAL PROBE, 3300, 5MM & 8MM, FOR BENTLY NEVADA VIBRATION MONITORING SYSTEM (TSI), USED ON PETE #3 & #4 BFP'S & G.E. TURBINES, S/N 170 X 583 / 755. |  |  | 330130-080-10-00 | 1FA5B40 | 3 | EA | 759
PETE | 6002125 | 10.527.045 | CABLE, PROBE EXTENSION, ECCENTRICITY, 3300, 5MM & 8MM, FOR BENTLY NEVADA VIBRATION MONITORING SYSTEM (TSI), USED ON PETE #3 & #4 G.E. TURBINES, S/N 170 X 583 / 755. |  |  | 330130-080-10-05 | 1FA5C44 | 5 | EA | 1265
PETE | 5305438 | 10.527.049 | CABLE, FIBER OPTIC, HIGH TEMP, "L" DIMENSION 110", FOR PETE #1 ABB C-E SVCS. FLAME SCANNERS. | 203BFFSMAG | UNIT 3 FLAME SCANNER SYSTEM DETECTOR, TIPS, NOZZLES, TUBES AND ELECTRONICS | FS-FC-110 | 2FA25F28 | 13 | EA | 3385.98
PETE | 5015290 | 10.527.053 | SELF REGULATING HEATER CABLE, 120 VAC, 5W PER FOOT OUTPUT, USED ON PETE 1-2-3-4 SBS, UNIT 3 BOOSTER FAN LUBE OIL SYSTEM AND OTHER SYSTEMS INSTALLED AT PETE AFTER 1/1/2014. | 203RFBHTTR | UNIT 3 SCRUBBER BOOSTER FANS HEAT TRACE CONTROL PANEL. 23 CIRCUITS. OPERATING INSTRUCTIONS ARE COPIED TO THE NOTES. | BSX 5-1 OJ | SB3A1A3 | 200 | FT | 1450
PETE | 5015291 | 10.527.054 | SELF REGULATING HEATER CABLE, 240 VAC, 5W PER FOOT OUTPUT, USED ON PETE 1-2-3-4 SBS, UNIT 3 BOOSTER FAN LUBE OIL SYSTEM AND OTHER SYSTEMS INSTALLED AT PETE AFTER 1/1/2014. | 203RFBHTTR | UNIT 3 SCRUBBER BOOSTER FANS HEAT TRACE CONTROL PANEL. 23 CIRCUITS. OPERATING INSTRUCTIONS ARE COPIED TO THE NOTES. | BSX 5-2 OJ | SB3A1A3 | 200 | FT | 1550
PETE | 5004613 | 10.527.069 | CABLE, TRANSMITTER, (2 CONDUCTOR), P-519-2T FOR PETE 3/4 LIMESTONE SYS METAL DETECTOR. | 204RPCVBMD | LIMESTONE CONVEYOR METAL DETECTOR SHUTS #2 LIMESTONE BELT DOWN IF METAL IS DETECTED | P-519-2T | 2FA16B33 | 1 | EA | 24.25
PETE | 5012593 | 10.527.072 | COMPOSITE 3 TERMINAL CABLE, USED ON UNITS 1, 3 & 4, 2014, E.S.P. UPGRADE. HOPPER LEVEL DETECTOR PARTS. | 203ENP0000 | UNIT 3 PRECIPITATORS INCLUDES CONTROLS, TR SETS, VIBRATORS, RAPPERS, DOORS, LOCKS AND HIGH VOLTAGE BUSHINGS. *********CONFINED SPACE SEE NOTES PAGE 6********* | 380-0025-018 | 2FA4C32 | 2 | EA | 597.4
PETE | 5004178 | 10.527.075 | CABLE, MEASURING, P/N PWC 001-0001, TEFLON COATED STAINLESS STEEL MATERIAL100 FT LENGTH, #3 & 4 SCRUBBER FLY ASH SILO LEVEL DETECTOR. | 204AHFSLD0 | UNIT 4 FLYASH SILO LEVEL DEVICE | PWC 001-0001 | 2FA19H46 | 2 | EA | 550
PETE | 5004607 | 10.527.076 | CABLE, 25' SHIELDED, COMPLETE WITH UNIVERSAL MOUNTING BRACKET, P-510 FOR PETE 3/4 LIMESTONE SYS METAL DETECTOR. | 204RPCVBMD | LIMESTONE CONVEYOR METAL DETECTOR SHUTS #2 LIMESTONE BELT DOWN IF METAL IS DETECTED | P-510 | 2FA16A32 | 1 | EA | 382
PETE | 5012882 | 10.527.083 | CAGE, FABRIC FILTER, 2 PIECE, 29' 8" LONG, 5" DIAMETER, 1440 PER COMPARTMENT, 14,400 TOTAL, 304 SS, USED ON FOSTER WHEELER P.J.F.F., PETE 2&3 BAGHOUSE. (CAGE = (1) TOP & (1) BOTTOM) | 203BCOMP01 | UNIT 3 FABRIC FILTER COMPARTMENT #1, CONTAINS 34 ROWS OF 40 FILTER BAGS SUPPORTED ON WIRE CAGES, TOTAL OF 1360 BAGS. BAGS ARE 29.75' LONG, 5" DIAMETER. COMPARTMENTS ARE NUMBERED SO. TO NO., EAST TO WEST, S.E. IS #1, N.E.. IS #2. 2PI-FF-1801 DIFF.PRESS.GA | 9-1596-06 | SB1MD1 | 90 | EA | 23872.52
PETE | 5613484 | 10.527.094 | CAGE, EQ% USED ON COMBUSTION AIR HEATER CONTROL VALVES, TCV124A & 124B, ONPETE #3, FISHER PART #20A5467X012. |  |  | 20A5467X012 | 1FA2G28 | 1 | EA | 2145
PETE | 5706460 | 10.527.100 | CAM, FOLLOWER, 1-1/2" DIA., "NEVERLUBE", FOR DUAL DIRECTION HOPPER POSITIONER, USED ON PETE #3 IUCS/CSI TRAIN FLYASH LOAD-OUT STATION, DCL MODEL #HPD6X2-251-M1Q1P1, JOB #J015719, S/N 20578007, TAG #M006. | 203RWTLS01 | UNIT 3 FLYASH SILO DCL TRAIN LOADOUT STATION | SFH-48A | 2FA6E11 | 4 | EA | 132
PETE | 5301861 | 10.527.102 | TRIP CAM FOR UNIT 3 & 4 LONG RETRACT SOOTBLOWERS. | 203BSSBL03 | L-3 LONG RETRACT T 30 MARK 2 | 59166 | 2FA19D5 | 4 | EA | 332.92
PETE | 5008209 | 10.527.123 | CAP, PUSHBUTTON, DUAL LAMP, DIALIGHT COMPUTER GRADE, NO. 330-02FF-155 WITHVALVE STAMPED ON EACH SIDE,NIC 6980 USED ON INDICATOR LIGHTS ON PETE #3 & 4 SCRUBBER CONTROL BOARDS. |  |  | 330-02FF-155 | 2FA21F47 | 25 | EA | 321.25
PETE | 5706871 | 10.527.125 | CAP, LOWER BEARING #3, USED ON PETE 4 GYPSUM SUMP PUMPS. | 204LSP441A | LIMESTONE AREA SUMP 2 PUMP A (& MOTOR) | 24028 | 2FA6A10 | 2 | EA | 986.32
PETE | 5004722 | 10.527.126 | CAP, FILLER/BREATHER, ABB-403S-R LHA, 40 MICRON SS BASKET, CHROME PLATED WITH BUNA GASKETS OER PETE 2 & 3. | 203RFBFLO1 | 3-1 BOOSTER FAN LUBE OIL SYSTEM | P562592 | 2FA1A31 | 1 | EA | 11.21
PETE | 5711997 | 10.527.128 | CAP, CYLINDER, ROD, UNITED CONVEYOR CORP. 10" DIA. X 25 1/2" STROKE CYLINDER, UCC DWG. 24301-14. FOR OPERATION OF 24" X 24" SLUICE GATE, EWS 7. MANUFACTURER PART NO. 43014-1 |  |  | 43014-1 | SB5A2A6 | 2 | EA | 1025
PETE | 5012748 | 10.527.144 | BREAKER, CIRCUIT, MAGNETIC, MOLDED CASE, F-FRAME, 600 VAC,, 250 VDC, 150 AMPERE 3 POLE, TRIP SETTING, 750 TO 2500 AMPERE, STARTER SIZE NEMA 4, MTR FLA 57 TO 130.7 AMPERE, USED IN FREEDOM 2100 MCC, PETE SBS & 2&3 BAGHOUSE MCC'S. | 203MCCFF3A | UNIT 3 BAGHOUSE, 480 VOLT MCC FF-3A, SEC.1/1200 AMP., SEC. 2/8-600 AMP., 65,000 AMP. SHORT CIRCUIT RATING. MAIN INCOMING FROM 480 VOLT SWGR. BUS FF3A, CUBICLE 4B | HMCP150U4C | 2FA21B18 | 1 | EA | 654.5
PETE | 5012745 | 10.527.145 | BREAKER, CIRCUIT PANELBOARD BREAKER HFD 3P 100A. | 203MCCFF3A | UNIT 3 BAGHOUSE, 480 VOLT MCC FF-3A, SEC.1/1200 AMP., SEC. 2/8-600 AMP., 65,000 AMP. SHORT CIRCUIT RATING. MAIN INCOMING FROM 480 VOLT SWGR. BUS FF3A, CUBICLE 4B | HFD3100 | 2FA21C17 | 1 | EA | 689.45
PETE | 5002870 | 10.527.147 | BREAKER, CIRCUIT, 400A(FRAME), 350A(TRIP), 600V, 3-POLE, THERMAL MAGNETIC, MOLDED CASE, HLB TYPE, BOLT ON CONNECTION, FOR PETE #3 & #4 ELECTROSTATIC PRECIPITATORS. | 203AHTA000 | UNIT 3 TOP ASH SYSTEM | HLB3400F | 2FA7B32 | 2 | EA | 7629.42
PETE | 5012742 | 10.527.154 | BREAKER, CIRCUIT, HMCPS 7 AMP | 203MCCFF3A | UNIT 3 BAGHOUSE, 480 VOLT MCC FF-3A, SEC.1/1200 AMP., SEC. 2/8-600 AMP., 65,000 AMP. SHORT CIRCUIT RATING. MAIN INCOMING FROM 480 VOLT SWGR. BUS FF3A, CUBICLE 4B | HMCPS007C0C | 2FA21D10 | 1 | EA | 361.96
PETE | 5012753 | 10.527.155 | BREAKER, CIRCUIT PANELBOARD BREAKER HFD 3P 125A | 203MCCFF3A | UNIT 3 BAGHOUSE, 480 VOLT MCC FF-3A, SEC.1/1200 AMP., SEC. 2/8-600 AMP., 65,000 AMP. SHORT CIRCUIT RATING. MAIN INCOMING FROM 480 VOLT SWGR. BUS FF3A, CUBICLE 4B | HFD3125 | 2FA21C21 | 1 | EA | 1575.35
PETE | 5012759 | 10.527.156 | BREAKER, CIRCUIT, MAGNETIC, MOLDED CASE, 1 POLE, 120/240 VAC, 30 AMPERE, INTERRUPTING RATING 42000 AMPERE @120/240, 5000 AMPERE @ 24 TO 48 VAC, USED IN FREEDOM 2100 MCC, PETE SBS & 2&3 BAGHOUSE MCC'S. | 203MCCFF3A | UNIT 3 BAGHOUSE, 480 VOLT MCC FF-3A, SEC.1/1200 AMP., SEC. 2/8-600 AMP., 65,000 AMP. SHORT CIRCUIT RATING. MAIN INCOMING FROM 480 VOLT SWGR. BUS FF3A, CUBICLE 4B | QBHW1030 | 2FA21F27 | 2 | EA | 57.66
PETE | 5008218 | 10.527.164 | BRIDGE PLATE ASSY., W/ BLOCKS, RIGHT HAND, 316 SS, FOR FILTER DRUM, USED ON PETE #4 CSI FL-102 VACUUM FILTER, DORR-OLIVER EIMCO S/N CSP0000252-1. | 204RWVFFL2 | FL 102 VACUUM FILTER ***CONFINED SPACE ENTRY*** ***SEE NOTES PAGE 6*** | 575826 | SB1AE2 | 0 | EA | 0
PETE | 6623933 | 10.527.200 | BUCKETS, LSTG L-O FOR LPA ROTOR G.E. COMPLETE ROW OF BUCKETS GROUPED TOGETHER IN SETS OF 9 OR 10 BUCKETS WITH TIE WIRES INSTALLED (114 BUCKETS TOTAL) FOR EWS #7 & PETE #2 AND #3 TURBINES. |  |  |  | SB5B | 1 | ST | 196601.64
PETE | 6501128 | 10.527.202 | BUFFER, #63214 USED ON UNIT 3 TURBINE DRIVEN BOILER FEED PUMPS OIL PURIFIER |  |  |  | 2FA12E57 | 1 | EA | 43.91
PETE | 2609641 | 10.527.205 | BULB, SPOTLIGHT, 13V #4537, SEAL BEAM PAR-46. |  |  |  | 1FA21E3 | 11 | EA | 128.15
PETE | 6626452 | 10.527.207 | BULB, LED, EXCITER, ALTERREX, FOR PETE #2, #3 & #4 G.E. TURBINE GENERATORS, S/N 170 X 350 / 583 / 755. |  |  | 080BA9S24LB | 2FA12E44 | 1 | EA | 54
PETE | 5004489 | 10.527.216 | BUS, VERTICAL, "A" PHASE, 600A, SILVER PLATED COPPER A PHASE BUS BAR, FOR PETE #3 & #4 MOTOR CONTROL CENTERS, CUTLER-HAMMER TYPE F10 UNITROL. |  |  | 25-3002-7 | 4FA51A7 | 0 | EA | 0
PETE | 5004695 | 10.527.217 | BUSHING, USED WITH SHEAVE (STK #5004694) ON FL-101 & FL-102 VAT AGITATOR DRIVES. | 204RWVFFA1 | FL-101 VACUUM FILTER AGITATOR | M19GX07620 | 4FA4E18 | 0 | EA | 0
PETE | 5301102 | 10.527.218 | BUSHING FOR T-30 MARK II RETRACTS PETE 3. | 203BSSBL01 | L-1 LONG RETRACT T 30 MARK 2 | 031214 | 1FA3F2 | 4 | EA | 91.84
PETE | 5301735 | 10.527.219 | BUSHING, PT #195857 FOR THE ROTARY GEARBOX ON RW-6E WALL BLOWERS PETE 4 (LEFT HAND UNIT). | 204BSSBA01 | A-1 "A" ROW WALL SOOTBLOWER. | 195857 | 2FA19H3 | 6 | EA | 63.24
PETE | 5301264 | 10.527.221 | BUSHING, ITEM 11, FOR SOOTBLOWER COPES VULCAN, MODEL RW5-E, UNIT 3 GARLOCKPART NO = 18-DU-16 | 203BSSBA01 | A-1 "A" ROW WALL SOOTBLOWER | G11TT42415 | 1FA3E7 | 7 | EA | 13.65
PETE | 5009318 | 10.527.232 | BUSHING, DRIVE, SPLIT TAPER, FOR PUMP SHAFT, USED ON PETE 3 P2A, P2B & PETE4 P102A, P102B, IUCS/CSI FILTER FD PPS, WARMAN 6/4 DAH SIZE, SUPPLIER ITEM #M19HB13380 | 203RWFP02A | P2A FILTER FEED PUMP AND MOTOR (EAST PUMP) | 3020 X 65MM | 2FA17D4 | 1 | EA | 31.6
PETE | 5706074 | 10.527.247 | CHAIN & PADDLE ASSEMBLY | 204RWDCS01 | IUCS/CSI ROTO-CLONE DUST COLLECTION SYSTEM FOR DUST COLLECTION OF CO-5A & CO-5B PUG MILL DUST COLLECTION ( NEW SYSTEM AT IUCS/CSI SEPT. 2018) | AEI-1788306-002 | SB1MC7 | 1 | EA | 5411
PETE | 5706225 | 10.527.253 | CHAIN, ROLLER, SIZE #80, COTTERED, W/ ONE CONNECTING LINK, FOR PETE #3 & #4 IUCS/CSI SURGE TANK AGITATORS & PETE #2 COAL PULVERIZER FEEDER DRIVES. {10 FT./ BOX} | 203RWFARF0 | FLYASH ROTARY FEEDER AND MOTOR | 80, CP/10' | 2FA15H15 | 20 | FT | 390.68
PETE | 5706462 | 10.527.257 | CHAIN, DRIVE, CARBON, SIZE 50 X 49 FT., FOR DUAL DIRECTION HOPPER POSITIONER, USED ON PETE #3 IUCS/CSI TRAIN FLYASH LOAD-OUT STATION, DCL MODEL #HPD6X2-251-M1Q1P1, JOB #J015719, S/N 20578007, TAG #M006. | 203RWTLS01 | UNIT 3 FLYASH SILO DCL TRAIN LOADOUT STATION | 50 CHAIN CARBON X 49 FT | 2FA6G1 | 50 | FT | 306.5
PETE | 5706424 | 10.527.270 | CHASSIS ASSEMBLY, POWER SUPPLY W/CABLES MERRICK CORP. MODEL 460-DS DIGITALWEIGHING SYSTEM, PETE #4 FGD WASTE STABILIZATION | 203RWBSWFR | WS-1A BELT SCALE(CO-1A) INCLUDES ELECTRONICS, WEIGHBRIDGE AND CONTROLS. | 19252A | 2FA21G17 | 1 | EA | 1851.29
PETE | 5207516 | 10.527.272 | CHASSIS, CONTROLLOGIX PLC, 17 SLOT, RACK, BACK PANEL, FOR MOUNTING PLC COMPONENTS I/O CARDS AND MODULES FOR UNIT 4 COOLING TOWER. |  |  | 1756-A17 | 4FA56A5 | 1 | EA | 698.84
PETE | 5015763 | 10.527.277 | DILUTION BLOCK, COMPLETE, USED ON PETE 3&4 CEMS STACK PROBES. |  |  | 93S4420 | 1FA1F33 | 0 | EA | 0
PETE | 5706889 | 10.527.289 | CHUTE, UNLDR, DISCH, FLEX, 14'-0" FOR PETE 3 & 4 SILO DUSTLESS UNLOADERS. | 203AHFU031 | 3-1 ROTARY DUSTLESS UNLOADER | 2403-24-13 | SB1IA3 | 0 | EA | 0
PETE | 5404926 | 10.527.290 | ARC CHUTE, SIZE 2, P/N 25-131-793-002 FOR PETE #4, CSI, SIEMENS ALLIS MCC'S MARQ 21, REF. #09-1467-52161. | 204RE00000 | UNIT 4 SCRUBBER ELECTRICAL SYSTEM | 25-131-793-002 | 2FA24E32 | 1 | EA | 25.92
PETE | 5006945 | 10.527.296 | PROTECTOR, CIRCUIT, 150A MOTOR, FOR PETE #4 SCRUBBER MOTOR CONTROL CENTERS. | 204RDRWP01 | P412-1 RETURN WATER PUMP | HMCP150T4 | 2FA23C9 | 2 | EA | 2116.8
PETE | 5711543 | 10.527.301 | CLAMP, 5" FLANGE HALF (LOCKING), UNITED CONVEYOR CORP. PATT. 17078 USED ONASH CONVEYOR LINES, PETE 3. UNITED CONVEYOR CORP. PO 54674-4 MANUFACTURERPART NO. 0-1701-2257 (OLD P/N 17078) |  |  |  | SB5A1B5 | 2 | EA | 126.62
PETE | 5711873 | 10.527.305 | CLAMP, FOR DUCON 18" TYPE B2 ROTARY FEEDER, NON- REVERSING #2T-1092, T9296FOR PNEUMATIC FLY ASH SYSTEM MANUFACTURER PART NO. 17529. | 203RWFARF0 | FLYASH ROTARY FEEDER AND MOTOR |  | 2FA15F57 | 3 | EA | 15
PETE | 5706453 | 10.527.330 | CLAMP, HOSE, FOR KANAFLEX HOSE, 4" DIA. X 7 FT. LONG, USED ON PETE #3 IUCS/CSI TRAIN FLYASH LOAD-OUT STATION, DCL MODEL #CFM330-1H14, JOB #J015716, S/N 20578004, TAG #M004. | 203RWTLS01 | UNIT 3 FLYASH SILO DCL TRAIN LOADOUT STATION | 64HS | 2FA6F17 | 22 | EA | 22.66
PETE | 2208044 | 10.527.332 | CLAMP, HOSE, MIN. SIZE- 1-5/8", MAX. SIZE- 3-1/2", STAINLESS STEEL, JET DESIGN, W/ COLLARED SCREWDRIVER SLOT HEAD. | 204RPMSH00 | MILL SLURRY HYDRACLONES AND TUB | PFSSHC6748 | 1FA8C29 | 35 | EA | 54.64
PETE | 5711535 | 10.527.334 | CLAMP, PIPE, FLANGE, 12", ONE-PIECE, FOR DURITE PIPE, USED ON PETE #2 BOTTOM ASH SYSTEM. ("A" HOPPER ONLY) | 203AHFAS0P | PRECIPITATOR AIR ASH SEPARATOR | 17029 | SB1RE5 | 12 | EA | 1123.2
PETE | 5711539 | 10.527.335 | CLAMP, PIPE, 8", FLANGE, HALF (LOCKING), FOR PETE #3 & #4 BOTTOM ASH SYSTEMS, PER PO 54674-4, PATTERN #17071. | 203AHTKP00 | UNIT 3 PYRITE HOLDING TANK. NORTH OF 3-6 PULV. | 1701-2253 | SB5A1A5 | 2 | EA | 202
PETE | 5301222 | 10.527.368 | BUSHING, ROLLER SHAFT, ITEM 4, DWG. E-160013 REV 1 FOR T-30 M.K.11E COMBINATION RETRACTABLE/WALL BLOWER W/DA HEAD, #3 UNIT AT PETE ANDFOR TURBINE STATOR WATER PRESSURE & TEMPERATURE CONTROL VALVE PRV-15, EWS #7. | 203BSSBL01 | L-1 LONG RETRACT T 30 MARK 2 | G11TT21457 | 1FA3F8 | 7 | EA | 14.07
PETE | 5301236 | 10.527.376 | BUSHING, .5015X.6005X9/16, ITEM 16 DWG L 160012, FOR COPES-VULCAN, MODEL T30MK11E BLOWER, USED UNIT 3, MANUFACTURER PART NO = 35534 | 203BSSBL01 | L-1 LONG RETRACT T 30 MARK 2 | 35534 | 1FA3F11 | 6 | EA | 4.98
PETE | 5003072 | 10.527.377 | BUSHING, RUBBER, ITEM 9, 1-1/2" O.D. X 13/16" I.D. X 4-3/4" LONG, FOR PETE SCRUBBER LIMESTONE BALL MILLS, S/N 758-P-75. | 203RPBM000 | M2-3 BALL MILL LINERS,SCREENS,AND INTERNALS | Q86388 | SB3C2A4 | 66 | EA | 408.54
PETE | 5301239 | 10.527.379 | BUSHING, 7/8X1-1/8X3/4, ITEM 21 DWG L160012, FOR COPES-VULCAN, MODEL T30MK11E BLOWER, USED UNIT 3. | 203BSSBL01 | L-1 LONG RETRACT T 30 MARK 2 | 005941 | 1FA3F12 | 10 | EA | 13.4
PETE | 5706527 | 10.527.381 | BUSHING, FEEDER, FOR SOUTH FLYASH FEEDER, USED ON PETE #4 FLYASH SILO. | 204RWFARF1 | FLYASH SILO SOUTH ROTARY FEEDER | SF2 3/4 QD | 2FA1D32 | 2 | EA | 48.78
PETE | 5705177 | 10.527.385 | BUSHING, PIX 7/8 DIA BORE BROWNING, ITEM D5, DWG 211450, FOR CONTINENTAL SCREW, MODEL LIME CONVEYOR AREA PETE 4, MANUFACTURER PART NO = PIX | 204RWCB104 | CO-104 ADDITIVE SCREW CONVEYOR MCC 101 ADDITIVE SCREW CONV. CO-104 | PIX | 2FA15E51 | 3 | EA | 21.75
PETE | 5003073 | 10.527.387 | BUSHING, RUBBER, FOR 10'DIA X 18'6"LONG BALL MILL KVS, MODEL LIMESTONE, UNIT 3 SCRUBBER MINERAL PROCESSING SYS PART NO = 026-011-088, 1 1/2" O.D. X 13/16" I.D. X 5 1/2" LONG, S/N 758-P-75 | 203RPBM000 | M2-3 BALL MILL LINERS,SCREENS,AND INTERNALS | 026-011-088 | SB3C2A4 | 42 | EA | 60.9
PETE | 5005789 | 10.527.388 | BUSHING, RUBBER, FOR SHELL LIFTER BAR LINER BOLTS, ITEM 21, DWG. #R-49-0219-1, REV. A, MARK #R-67-0007-4-11, USED ON PETE #3 & #4 SCRUBBER LIMESTONE BALL MILLS. | 203RPBM000 | M2-3 BALL MILL LINERS,SCREENS,AND INTERNALS | 27639 | SB3C2A3 | 400 | EA | 824
PETE | 5711484 | 10.527.391 | BUSHING, SWIVEL, FOR 2.5X2-5/8 CYLINDERS, UNITED CONVEYOR CORP, ASH HANDLING, AREA PETE 3, MFG PT # = SK-40575, (2 BUSHING ASSEMBLIES = 1 EACH). |  |  | SK-40575 | 1FA3E31 | 4 | EA | 163.24
PETE | 5721656 | 10.527.392 | TAPER BUSHING, SIZE F X 3", FOR PETE 4 FLYASH BLOWER BELT DRIVE SHAFT SPROCKET (TO BE USED WITH STK #5721097). | 204AHFB001 | 4-1 FLY ASH BLOWER ASSEMBLY | M19GX06820 | 2FA25B20 | 1 | EA | 74.99
PETE | 5015860 | 10.527.400 | CABLE ASSY, COAX, RG180, XDCR-JBOX, 10' | 203ENEM00B | UNIT 3 SCRUBBER SO2,CO2,NOX BACK-UP C.E.M. INCLUDES SO2,CO2,NOX ANALYZERS, SAMPLE SYSTEM, DATA LOGGERS, PROBE CONTROLLER, FLOW TRANSDUCER, AND PRINTER. | 1001-0200-01-10 | 1FA1F37 | 2 | ASY | 355.14
PETE | 5706472 | 10.527.406 | CABLE SET, LIFTING, GALVANIZED, FOR DCL UN800 LOADING SPOUT, USED ON PETE #3 IUCS TRAIN FLYASH LOAD-OUT STATION, DCL MODEL UN800EV-04-22111112-P1, JOB #J015720, S/N 20578008, TAG #M007. | 203RWTLS01 | UNIT 3 FLYASH SILO DCL TRAIN LOADOUT STATION | 6AU35C1L | 2FA6C6 | 1 | ST | 80
PETE | 4901001 | 10.527.417 | CABLE, PULVERIZER, MILL FIRE DETECTION, 35' IN SEALTITE | 204BFCM001 | 4-1 PULVERIZER *** CONFINED SPACE ENTRY *** *** FOR PYRITE SECTION ONLY - SEE NOTES PAGE 6 *** | 8072-00781-064 | 2FA59B3 | 0 | EA | 0
PETE | 5004615 | 10.527.430 | CABLE, CLIP DETECTOR, (3 CONDUCTOR), P-519-3 FOR PETE 3/4 LIMESTONE SYS METAL DETECTOR. | 204RPCVBMD | LIMESTONE CONVEYOR METAL DETECTOR SHUTS #2 LIMESTONE BELT DOWN IF METAL IS DETECTED | P-519-3 | 2FA16B34 | 1 | EA | 21.75
PETE | 5007902 | 10.527.431 | CABLE, DRIVE TRACOR WESTRONICS PT #RM-100025-01 FOR MODEL D4E2 RECORDERS S/N 3241 THRU 3244 AND MODEL T4E2 RECORDERS S/N 3197 THRU 3204, PETE #4 SCRUBBER CHART RECORDERS. |  |  | RM-100025-01 | 4FA3E26 | 3 | EA | 21
PETE | 5402180 | 10.527.511 | COIL, CONTACTOR, 110V, 50HZ, FOR ALLEN BRADLEY FAN CONTROLS, USED ON PETE #3 & #4 COOLING TOWERS. |  |  | TA-473 | 2FA7E3 | 3 | EA | 157.11
PETE | 5004600 | 10.527.512 | COIL, TRANSMITTER 40", FOR METAL DETECTOR TECTRON ENGINEERING, MODEL METAL, STYLE DETECTOR MANUFACTURER PART NO = P-501 | 204RPCVBMD | LIMESTONE CONVEYOR METAL DETECTOR SHUTS #2 LIMESTONE BELT DOWN IF METAL IS DETECTED | P-501 | SB3C1B6 | 1 | EA | 425
PETE | 5012583 | 10.527.513 | RAPPER COIL, USED ON UNIT 4, 2014, E.S.P. UPGRADE. RAPPER PARTS | 204ENPRCP1 | UNIT 4 PRECIPITATOR 4-1 (SOUTH) INCLUDES CONTROLS, TR SETS, VIBRATORS, RAPPERS, DOORS, LOCKS AND HIGH VOLTAGE BUSHINGS. *********CONFINED SPACE SEE NOTES PAGE 6********* | 40102 | SB1EE7 | 10 | EA | 4800
PETE | 5401908 | 10.527.517 | COIL, THERMAL OVERLOAD TRIP, 1.95 - 2.17 AMPS, FOR PETE #1 MOTOR CONTROL CENTERS. | 203AHPGBV3 | MOV-2072, (BV-3) ASH TO POND. LOCATED BY GUARD HOUSE OUTSIDE IN ASH TRENCH | H1024 | 2FA7F53 | 8 | EA | 118.4
PETE | 5006952 | 10.527.537 | COIL, STARTER/CONTACTOR, 120VAC, A200 - A201 SERIES, FOR OVERLOAD RELAY HEATER, USED ON PETE #4 SCRUBBER & PETE #3 IUCS MOTOR CONTROL CENTERS. | 204RELV411 | MOTOR CONTROL CENTER MCC S4-1-1 | 505C806G01 | 2FA23F12 | 5 | EA | 111.55
PETE | 5008008 | 10.527.539 | COIL, TRIP, 4160 VOLT SWITCHGEAR PETE 4 FGD SYS, MANUFACTURER PART NO = 0282A2009P008 |  |  | 0282A2009P008 | 2FA17B1 | 2 | EA | 65.62
PETE | 5002756 | 10.527.553 | CAPACITOR, 1000MFD50V, FOR PRECIPITATOR RESEARCH COTTRELL INC, UNIT PETE 3MANUFACTURER PART NO = 46017-L2 | 203ENPRCP1 | UNIT 3 PRECIPITATOR 3-1 (SOUTH) INCLUDES CONTROLS, TR SETS, VIBRATORS, RAPPERS, DOORS, LOCKS AND HIGH VOLTAGE BUSHINGS. ***** CONFINED SPACE/SAFETY SEE NOTES PAGE 6 ***** | 46017-L2 | 2FA6F3 | 12 | EA | 50.04
PETE | 5601143 | 10.527.574 | CAPACITOR, 8MF, 7 AMP, FOR DRIVE UNITS HAROLD BECK & SONS, S/N 20-2705-21, HTP UNITS 3-5 AND PETE 1 SOFA TILT, S/N 11-209-130823-26-0X CONTROL DRIVES & PETE 2 HOT AIR DAMPER DRIVES, MANUFACTURER PART NO = 14-2840-05 | 202BFDAH01 | 2-1 PULV. HOT AIR DAMPER & DRIVE | 14-2840-05 | 4FA5B29 | 2 | EA | 47.42
PETE | 6626290 | 10.527.579 | CAPACITOR, ITEM B99, FOR ALTERREX REG. CUBICLE, G.E. COMPANY, S/N 170X583 TURBINE, AREA PETE 3&4 MANUFACTURER PART NO = 68A7178P6 |  |  | 68A7178P6 | 2FA22F22 | 2 | EA | 589.24
PETE | 5007310 | 10.527.581 | CAPACITOR, 7700MFD 200V, RC #190-2255, SEQ. #1, FOR PETE #4 SCRUBBER UPS SYSTEM, MODEL #STI-120-010-1. |  |  | 177220 | 2FA23C13 | 2 | EA | 425
PETE | 5609037 | 10.527.590 | CARD, CONTROL, MV 5/7.2 KV, FIBER OPTIC GATE DRIVER, PT# BIPC-300047-01, FOR BENSHAW 8,000 HP, 6900 V, REDUCED VOLTAGE SOFT START UNIT. | 203RFBF001 | 3-1 BOOSTER FAN INCLUDES FAN WHEEL, HOUSING, LUBE OIL SYSTEM AND BEARINGS. NEW FAN 2015 FOR ECC PROJECT. *** CONFINED SPACE ENTRY *** SEE NOTES PAGE 6 *** | BIPC-300047-01 | 2FA9C2 | 1 | EA | 3712
PETE | 4901174 | 10.527.593 | CARD, 8 PORT SERIAL, FOR MILL FIRE DETECTION SYSTEM | 203BFCMCOM | UNIT 3 PULVERIZER FIRE PROTECTION CO MONITOR SYSTEM FOR UNIT #3 NEW SYSTEM ADDED SPRING OUTAGE 2006 | 503810002601 | 1FA11C3 | 2 | EA | 2823
PETE | 5301165 | 10.527.602 | CARRIAGE PINION | 203BSSBL10 | L-10 ECONOMIZER SOOT BLOWER IK-525 | BP324188-1121 | 1FA8F52 | 2 | EA | 112.12
PETE | 5305504 | 10.527.616 | OIL FILTER CARTRIDGE, REPLACEMENT, FOR 76-FLTR-03 FILTER ASSEMBLY 10 MICRON, FOR PETE 2, 3 & 4 OIL IGNITOR VALVE TRAIN ASSEMBLY. | 203BFOS000 | UNIT 3 BOILER IGNITION SYSTEM | 936700 Q | 1FA6E17 | 1 | EA | 101.95
PETE | 5706444 | 10.527.620 | CARTRIDGE, BEARING, MERRICK #500517, USED ON WEIGH SCALES AT I.U.C.S. PETE#3. | 204RWBSPT0 | WS102 PRODUCT TRANSFER BELT SCALES. (CO-5B) INCLUDES ELECTRONICS, WEIGHBRIDGE AND CONTROLS | 500517 | 1FA6G1 | 1 | EA | 127.35
PETE | 5004262 | 10.527.624 | CARTRIDGE, W/SCREW TERMINALS, 600 VOLT, PETE 3/4 LIMESTONE SYSTEM CONTROL CIRCUITS WESTINGHOUSE CAT NO = ARCR |  |  | ARCR | 2FA19H14 | 8 | EA | 85.92
PETE | 5702920 | 10.527.630 | BODY, PUMP, FOR 8" JETPULSION PUMP (#3-1602-152), USED ON EWS #7 & PETE #2, #3, #4 BOTTOM ASH HOPPER DISCHARGE PIPING, PER UCC DWG. #510-54411-2E. | 203AHBHH0C | UNIT 3 (C) BOTTOM ASH HOPPER ***CONFINED SPACE ENTRY*** ***SEE NOTES PAGE 6*** | 16078 | SB1RC6 | 1 | EA | 1325.21
PETE | 4001243 | 10.527.678 | CONNECTOR, CONDUIT, 1" STRAIGHT, INSULATED. | 203RMVFDB3 | FV-110-3B RECYCLE PUMP DISCHARGE VALVE | 5334 | 1FA4C26 | 25 | EA | 198.22
PETE | 5004289 | 10.527.684 | STAB, ASSEMBLY, SIEMENS-ALLIS PT# 25-118-982-510, 60 A, TP PVC, FOR PETE #4 AT I.U.C.S. ON SIEMENS-ALLIS M.C.C. #101, AND FOR #8, 60 AMP, SIZE 1 & 2, FOR PETE #4, CSI, SIEMENS-ALLIS MCC'S MARQ 21, REF. #09-1467-52 #09-1467-52161. | 204RE00000 | UNIT 4 SCRUBBER ELECTRICAL SYSTEM | 25-118-982-510- | 4FA4B3 | 5 | EA | 553.85
PETE | 4002592 | 10.527.697 | CONNECTOR, CONDUIT, 1/2", STRAIGHT, INSULATED, LIQUIDTIGHT, STEEL, ZINC PLATED. | 204ENPRCP2 | UNIT 4 PRECIPITATOR 4-2 (NORTH) INCLUDES CONTROLS, TR SETS, VIBRATORS, RAPPERS, DOORS, LOCKS AND HIGH VOLTAGE BUSHINGS. *******CONFINED SPACE SEE NOTES PAGE 6******* | 5332 | 1FA4B21 | 0 | EA | 0
PETE | 5711127 | 10.527.750 | CLAMP, FLANGE, "HALF", 10", ITEM #2, DWG. #4-1701-2006 & 2-1701-2145, FOR UCC DR-1 & DR-2A CONNECTIONS, (BEVEL DUR-ROK TO BEVEL DUR-ROK & BEVEL DUR-ROK TO BEVEL DURITE), USED ON PETE BOTTOM ASH PIPING. | 201AHPGFA0 | DRY FLY ASH CONVEYING PIPING | 170379 | SB1RE2 | 2 | EA | 508
PETE | 5301739 | 10.527.771 | CLEVIS, BRACKET, FOR COPES-VULCAN, MODEL RW-6E, UNIT PETE 4 MANUFACTURER PART NO = 181849 | 204BSSBA01 | A-1 "A" ROW WALL SOOTBLOWER. | 181849 | 2FA19J5 | 4 | EA | 370.76
PETE | 8506013 | 10.527.779 | CLIP, INSULATORS, MUELLER ALLIGATOR BU-62-2 (RED) AND BU-62-0-(BLACK) | 204ENPRCP2 | UNIT 4 PRECIPITATOR 4-2 (NORTH) INCLUDES CONTROLS, TR SETS, VIBRATORS, RAPPERS, DOORS, LOCKS AND HIGH VOLTAGE BUSHINGS. *******CONFINED SPACE SEE NOTES PAGE 6******* |  | 1FA5G18 | 161 | EA | 28.98
PETE | 5617308 | 10.527.784 | CLIP, RETAINER SPRING, FOR COAL FEEDER SECOAL NUCLEAR MONITOR, STOCK EQUIPMENT CO, AREA PETE 3&4 MANUFACTURER PART NO = 09-104-90001 | 203BFCFFND | COAL FEEDER NUCLEAR COAL FLOW DEVICES ON 3-1 THRU 3-6 COAL FEEDERS **CAUTION: THESE DEVICES ARE NRC REGULATED****** *******OBSERVE PROPER HANDLING PROCEDURES******* | 09-104-90001 | 2FA11E6 | 4 | EA | 3.36
PETE | 8506018 | 10.527.792 | CLIP, INSULATOR, MUELLER RUBBER #23. SHIP HALF BLACK AND HALF RED. | 204ENPRCP2 | UNIT 4 PRECIPITATOR 4-2 (NORTH) INCLUDES CONTROLS, TR SETS, VIBRATORS, RAPPERS, DOORS, LOCKS AND HIGH VOLTAGE BUSHINGS. *******CONFINED SPACE SEE NOTES PAGE 6******* | 23 | 1FA5I14 | 45 | EA | 72.45
PETE | 5706600 | 10.527.804 | CLOTH, FILTER, LIGHT WEIGHT, 9'-10" WIDE X 188'-9" LONG, W/ CLIPPER WIRE & 2 PEEK CABLES, FOR PETE #4 DEWATERING BELT FILTER, EIMCO MODEL 3M65 EXTRACTOR, S/N CSP0000326-01/02. | 272GDF0400 | GDF 44-04 GYPSUM DEWATERING FILTER | BAP1999-131-01 | SB1SE9 | 0 | EA | 0
PETE | 6626315 | 10.527.862 | CONTACT, FOR ALTERREX, G.E. COMPANY, S/N 170X583 TURBINE, AREA PETE 3 MANUFACTURER PART NO = 192A9669P1 |  |  | 192A9669P1 | 2FA3F7 | 15 | EA | 394.8
PETE | 6626312 | 10.527.863 | CONTACT, MOVING, FOR ALTERREX, G.E. COMPANY, S/N 170X583 TURBINE, AREA PETE 3 MANUFACTURER PART NO = 108C9698G2 |  |  | 108C9698G2 | 2FA3E10 | 4 | EA | 930.56
PETE | 5006877 | 10.527.866 | CONTACT, MOVABLE LEFT, P/N 192A9511G1, 1600 AMP FRAME ONLY FOR PETE #4 SCRUBBER 480V LOAD CENTERS. |  |  | 192A9511G1 | 2FA19F24 | 3 | EA | 1062.93
PETE | 5006887 | 10.527.870 | CONTACT, STATIONARY INTERMEDIATE LEFT, P/N 193A1127G2 FOR PETE #4 SCRUBBER480V LOAD CENTER MAIN BREAKERS (3000 AMP ONLY). |  |  | 193A1127G2 | 2FA19A22 | 3 | EA | 955.11
PETE | 5006888 | 10.527.872 | CONTACT, MAIN STATIONARY, RIGHT, P/N 193A1125G1 FOR PETE #4 SCRUBBER 480V LOAD CENTER MAIN BREAKERS (3000 AMP ONLY). |  |  | 193A1125G1 | 2FA19A23 | 9 | EA | 2310.75
PETE | 5006881 | 10.527.877 | CONTACT, MOVING INTERMEDIATE RIGHT, P/N 193A1126G7 FOR PETE #4 SCRUBBER 480V LOAD CENTER MAIN BREAKERS (3000 AMP ONLY). |  |  | 193A1126G7 | 2FA19F21 | 3 | EA | 785.64
PETE | 5401174 | 10.527.881 | CONTACT, CUTLER-HAMMER PART #6-24-2 FOR MOTOR CONTROL CENTERS & MACHINE SHOP OVERHEAD CRANE. |  |  | 6-24-2 | 2FA7F49 | 1 | ST | 135.75
PETE | 5404906 | 10.527.899 | CONTACTOR, 480V, 3 PHASE, SIZE 2, W/115 VOLT COIL, P/N 25-131-432-551 FOR PETE #4, CSI, SIEMENS ALLIS MCC'S MARQ 21, REF. #09-1467-52161. | 204RE00000 | UNIT 4 SCRUBBER ELECTRICAL SYSTEM | 25-131-432-551 | 4FA3E30 | 1 | EA | 111.4
PETE | 5015451 | 10.527.901 | CONTACTOR, 40A, 600V, 3 PH, 120V-COIL, USED ON WATER AND REAGENT TANK HEATERS INSTALLED AT PETE UNITS 12-3-4 SBS SYSTEMS. | 203RWFA000 | UNIT #3 FLYASH SILO INCLUDES SILO AND ALL ASSOCIATED EQUIPMENT BLOWERS, FEEDERS AND EQUIPMENT.. | 8910DPA33V02 | 2FA9E41 | 1 | EA | 125
PETE | 5003821 | 10.527.904 | CONTACTOR, LIGHTING, 100A, 600VAC, CLASS 8903, SERIES A, FOR PETE #3 SCRUBBER FREEZE PROTECTION CONTROLS. |  |  | 8903-SQO2-V02 | 2FA7D34 | 1 | EA | 1706.7
PETE | 5610307 | 10.527.917 | CONTROL ASSY, LEVEL (COMPLETE) MERCOID, PT #211-W-7806-C1-60 FOR DEAERATORTANK LEVEL CONTROLS & ALARMS, UNIT #3. |  |  | 211-W-7806-C1-6 | 4FA50A14 | 2 | EA | 1018.2
PETE | 5601154 | 10.527.918 | DIGITAL CONTROL MODULE KIT, HAROLD BECK & SONS, S/N 22-809-141291-01-XX , PETE 2 SO2 BOOSTER FAN INLET DRIVE UNIT. | 203RFBFV01 | 3-1 BOOSTER FAN INLET VANES INCLUDES DRIVE UNIT, LINKAGE AND CONTROLS. NEW VANES AND DRIVE UNIT FOR ECC PROJECT. *** CONFINED SPACE ENTRY *** SEE NOTES PAGE 6 *** | 12-8061-85 | 4FA54A2 | 1 | LT | 5345
PETE | 5004127 | 10.527.932 | CONTROLLER, SPARE PARTS KIT FOR FLYASH FEED CONTRL UNIT 3 SLUDGE DISPOSAL MANUFACTURER PART NO = 680392 |  |  | 680392 | SB3C1A4 | 1 | EA | 940
PETE | 5012913 | 10.527.937 | CONTROLLER, DPC,N4 W/DESICCANT PROGRAM, PRE-PROGRAMMED FOR INGERSOLL RAND MODEL HL4001S00AA, S/N 547029-1, USED ON PETE 2&3 BAGHOUSE INSTRUMENT AIR DRYERS. | 203BCOMP01 | UNIT 3 FABRIC FILTER COMPARTMENT #1, CONTAINS 34 ROWS OF 40 FILTER BAGS SUPPORTED ON WIRE CAGES, TOTAL OF 1360 BAGS. BAGS ARE 29.75' LONG, 5" DIAMETER. COMPARTMENTS ARE NUMBERED SO. TO NO., EAST TO WEST, S.E. IS #1, N.E.. IS #2. 2PI-FF-1801 DIFF.PRESS.GA | 24331811 | 2FA4E29 | 1 | EA | 839
PETE | 6626329 | 10.527.945 | COIL, FOR ALTERREX, G.E. COMPANY, S/N 170X583 TURBINE, AREA PETE 3 MANUFACTURER PART NO = 6275081G18 |  |  | 6275081G18 | 2FA25E51 | 1 | EA | 159.68
PETE | 5501210 | 10.527.947 | COIL, MAGNET, SYMBOL M, PART #14-183-122-501 FOR AC 4160 V. SWITCH GEAR, COAL HANDLING EQUIPMENT. |  |  | 14-183-122-501 | 2FA1A10 | 5 | EA | 3700
PETE | 5513744 | 10.527.948 | COIL, PRESSURE SPRING SET (OUTER & INNER), FOR JOURNAL ASSY., USED ON PETE #3 & #4 ABB C-E SVCS. MODEL 903RP COAL PULVERIZERS. | 203BFCM001 | 3-1 PULVERIZER *** CONFINED SPACE ENTRY *** *** FOR PYRITE SECTION ONLY - SEE NOTES PAGE 6 *** | 94-158-A & 94-158-B | SB3M1D3 | 5 | ST | 10067.75
PETE | 5008049 | 10.527.959 | COLLAR, WORM SHAFT SPACING, 2.43", (WIDE), FOR FILTER DRUM, USED ON PETE #3 IUCS VACUUM FILTERS, KOMLINE-SANDERSON, S/N KDF1289 &1290. | 203RWVFFL1 | FL-1 VACUUM FILTER ***CONFINED SPACE ENTRY*** ***SEE NOTES PAGE 6*** | 0399151 | 2FA16E29 | 1 | EA | 240
PETE | 5301752 | 10.527.968 | COLLAR, TRAVERSING, LEFT HAND, FOR COPES-VULCAN, MODEL SOOTBLOWER, UNIT PETE 4 MANUFACTURER PART NO = 21480 | 204BSSBA01 | A-1 "A" ROW WALL SOOTBLOWER. | 21480 | 2FA19G9 | 5 | EA | 1.5
PETE | 3103001 | 10.527.982 | COMPOUND, HEAT SINK, GREASE, SILICONE BASE, WHITE | 204PRCP100 | UNIT 4 PRECIPITATOR INSTRUMENTS ( 4-1 SOUTH ) INCLUDES ALL PRECIPITATOR INSTRUMENTS MEASURING, INDICATING, RECORDING AND CONTROLLING INSTRUMENTS. | 10-8109 | 1FA23B2 | 5 | EA | 42.75
PETE | 5721110 | 10.527.992 | FLUID, SILICONE, 8 OZ. TUBE, FOR LINK-BELT 210C COUPLING, USED ON PETE #2, #3 & #4 ASH SYSTEMS. | 203AHBGG0A | UNIT 3 (A) BOTTOM ASH HOPPER GRINDER | 354124-2 | 1FA6G25 | 5 | EA | 896.7
PETE | 3402045 | 10.527.996 | COMPOUND, WEARING, HIGH TEMPERATURE, FOR REPAIRING COAL PIPING LEAKS, (KIT CONSIST OF 1 GALLON HARDENER & 1 GALLON RESIN). "LOCTITE NORBAK #99112 - DO NOT SUBSTITUTE." | 203BFCM001 | 3-1 PULVERIZER *** CONFINED SPACE ENTRY *** *** FOR PYRITE SECTION ONLY - SEE NOTES PAGE 6 *** | 99112 | 2FSTAIRS | 11 | LT | 10473.28
PETE | 6002636 | 10.527.997 | COMPRESSOR, FOR 1/2" WEIR VALVE, PER ITT GRINNELL VALVE, CAT. DV-82, USED ON UNIT #4 GAS MONITORING SYSTEM VALVES. |  |  |  | 2FA17C42 | 1 | EA | 351.95
PETE | 5601189 | 10.528.004 | CONDITONER, SIGNAL, PROGRAMMABLE, ACTION PAK, LINE POWER 120VAC, FOR COMBUSTION CONTROL ACTION INSTRUMENT CO INC, AREA PETE 1 MANUFACTURER PART NO = AP4380-2000-1 | 203RPCNI00 | SLURRY PREPERATION SYSTEM INSTRUMENTS AND DEVICES INCULDES ALL SLURRY PREPERATION SYSTEM MEASURING, INDICATING, RECORDING OR CONTROLLING INSTRUMENTS. | AP4380-2000-1 | 2FA17C21 | 3 | EA | 1579.89
PETE | 5003088 | 10.528.030 | BEARING, L.S., TIMKEN HM237-535 CONE FOR FALK REDUCER SIZE 1135YF1-S, MO 7-576225-03 USED FOR KVS LIMESTONE BALL MILL S/N 758-P-75, #3 UNIT SCRUBBER. | 203RPBMR00 | BALL MILL GEARBOX,COUPLING,&BEARING M2-3 | T47CF81720 | SB5A4A4 | 2 | EA | 313.62
PETE | 5706251 | 10.528.033 | CONE, 1176, FOR NASH, MODEL CL3002, MANUFACTURER PART NO = 105 | 203RWVP06A | P6A FILTER VACUUM PUMP | 105 | SB3C1B1 | 1 | EA | 1634.74
PETE | 5005405 | 10.528.036 | CONNECTION ASSY, WATER, COMPLETE, PT #3-20661-1, FOR LIMESTONE PREP SYST-MLL, MODEL #MLL MAIN BRG ASY.48IN X 16 IN, RC #190-0062, SEQ. #1 USEDON PETE 4 SO2. | 203RPBMR00 | BALL MILL GEARBOX,COUPLING,&BEARING M2-3 | 3-20661-1 | 4FA4A2 | 1 | EA | 107.1
PETE | 5601236 | 10.528.040 | CONNECTOR, 12 TERMINAL, CANNON #BFR24-2008-24P-RES USED ON C.E. PILOT OIL CONTROL CABINETS #2 BOILER. |  |  |  | 1FA6E42 | 3 | EA | 603.54
PETE | 5711071 | 10.528.042 | COUPLING, THOMAS MODEL 162-SN SPECIAL COMPLETE WITH STAINLESS STEEL DISC. PACK PER DWG.#23453-2 HUB TO BE ROUGH STOCK BORE. |  |  |  | 1FA7A21 | 1 | EA | 163.56
PETE | 5706338 | 10.528.054 | COUPLING, FLEXIBLE, FOR GEAR REDUCER, USED ON PETE #4 IUCS/CSI OVERFLOW SUMP AGITATOR, PHILADELPHIA MIXER MODEL 3801-S-PTO, S.O. #840041-P, S/N 830800532. | 204RWSU000 | SP101 OVERFLOW SUMP *** CONFINED SPACE ENTRY *** *** SEE NOTES PAGE 6 *** | L-100 | 2FA21E39 | 1 | EA | 55.49
PETE | 5706883 | 10.528.062 | GRID, COUPLING, (REPL. FOR FALK 1140T10), USED AT PETE 4 GYPSUM A&B VACUUM PUMPS. | 272DSP042A | DSP 44-2A DEWATERING SUMP #2 PUMP A *UNIT #4 PROCESS BUILDING 1ST FLOOR | 0758257 | 2FA6D10 | 1 | EA | 1083.87
PETE | 5304005 | 10.528.071 | COUPLING, DRESSER, STYLE 38, 16" OD W/1/4" X 7" SLEAVE MR & PL GR 27 GASKETS, FOR PETE 4 PULVERIZER FEED PIPES. | 204BFCM001 | 4-1 PULVERIZER *** CONFINED SPACE ENTRY *** *** FOR PYRITE SECTION ONLY - SEE NOTES PAGE 6 *** | 00388115011 | SB1KB1 | 1 | EA | 422.69
PETE | 1911527 | 10.528.075 | COUPLING, PIPE REPAIR, SIZE- 12, BAND WIDTH- 12.5 LENGTH, 12.75 OD, SMITH BLAIR MODEL 245. | 203AHBGG0A | UNIT 3 (A) BOTTOM ASH HOPPER GRINDER | 245-127512-000 | 1FA22F1 | 2 | EA | 879.33
PETE | 1911523 | 10.528.078 | COUPLING, PIPE REPAIR, SIZE- 4, BAND WIDTH- 12 | 203AHTKP01 | 3-1 PYRITE HOPPER AND CATEGORY'S OF THE HOPPER | 245-045012-000 | 1FA22D1 | 3 | EA | 411.18
PETE | 5003314 | 10.528.091 | COUPLING, SPEED SWS, 1 3/4 X 5/8, MARK #SC-24 FOR SO2 SCRUBBER BOOSTER FAN OUTLET ISOLATORS SERIAL/TAG #S FD-20A/B, ANDCO PROJECT 881-82100 PETE 3. | 203RFBFDO1 | FD-20A, 3-1 BOOSTER FAN OUTLET DAMPER INCLUDES DRIVE UNIT, DAMPER, CHAIN AND CONTROLS *** CONFINED SPACE ENTRY *** *** SEE NOTES PAGE 6 *** | 47 | 2FA16F9 | 1 | EA | 250
PETE | 7005399 | 10.528.095 | COUPLING, GEAR, SHAFT-COMPLETE, SIZE- 60T10, 1ST BORE- ROUGH, 2ND BORE- ROUGH. | 203RPSKA31 | A5-3-A SLURRY STORAGE TANK AGITATOR (EAST TANK) | 1060T10-COMPLETE | 1FA7G21 | 2 | EA | 471.04
PETE | 5004027 | 10.528.096 | COUPLING, SHAFT-COMPLETE, SIZE- 7, 1ST BORE- 1.625 2ND BORE- 1.125 | 203RWFRP5A | P5A FILTRATE PUMP | I54ST00115 | 2FA16B2 | 3 | EA | 275.96
PETE | 7005353 | 10.528.097 | COUPLING, SHAFT-COMPLETE, 1ST BORE- .625 2ND BORE- .625. | 204RWCBWF0 | LIME WEIGHFEEDER BELT,ROLLERS,BRGS | L-090 | 1FA7F52 | 2 | EA | 20.42
PETE | 5317121 | 10.528.098 | COUPLING, COMPLETE, FALK 1070G20 L.E.F., FALK DWG. NO. 3401912, FOR HOWDEN BOOSTER FANS, DWG. E2-96254. | 203RFBF001 | 3-1 BOOSTER FAN INCLUDES FAN WHEEL, HOUSING, LUBE OIL SYSTEM AND BEARINGS. NEW FAN 2015 FOR ECC PROJECT. *** CONFINED SPACE ENTRY *** SEE NOTES PAGE 6 *** | 1070G20 L.E.F. | SB1FD5 | 1 | EA | 10587.04
PETE | 5005123 | 10.528.100 | COUPLING, SHAFT, COMPLETE, BORE - 1-7/8" X 2-1/8", WOODS SIZE 10S, FOR PETE #4 SCRUBBER REAGENT FEED TANK MIXER. | 204RPRFMX1 | REAGENT FEED TANK MIXER MX-404-1 | 10S 1-7/8 X 2-1/8'' | SB3B2A3 | 1 | EA | 156.49
PETE | 5003313 | 10.528.104 | COUPLING, DRIVE SHAFT (1.75"X1.5") FOR ANDCO, MODEL 20A/B BOOSTER FAN OUTLET ISOLATOR MANUFACTURER PART NO = RC-21 | 203RFBFDO1 | FD-20A, 3-1 BOOSTER FAN OUTLET DAMPER INCLUDES DRIVE UNIT, DAMPER, CHAIN AND CONTROLS *** CONFINED SPACE ENTRY *** *** SEE NOTES PAGE 6 *** | I54ST10006 | 2FA16F9 | 2 | EA | 84.94
PETE | 5513963 | 10.528.106 | COUPLING, SHAFT- HALF, SIZE- 4-1/2, BORE- ROUGH BORE, W/ HARDWARE (SHROUDED BOLTS), FASTS, KOPPER / KOPFLEX, (DO NOT SUBSTITUTE). | 203BFCM001 | 3-1 PULVERIZER *** CONFINED SPACE ENTRY *** *** FOR PYRITE SECTION ONLY - SEE NOTES PAGE 6 *** | 4-1/2 FASTS | SB3M1A1 | 2 | EA | 1810.26
PETE | 5513964 | 10.528.107 | COUPLING, SHAFT- HALF, SIZE- 5, BORE- ROUGH BORE, W/ HARDWARE (SHROUDED BOLTS), FASTS, KOPPER / KOPFLEX, (DO NOT SUBSTITUTE). | 203BFCM001 | 3-1 PULVERIZER *** CONFINED SPACE ENTRY *** *** FOR PYRITE SECTION ONLY - SEE NOTES PAGE 6 *** | 5 FASTS | SB3M1A1 | 1 | EA | 1071.3
PETE | 5701912 | 10.528.115 | COUPLING, DRESSER, 5" OD, AE, 400G STEEL, FOR PETE BOTTOM ASH SYSTEMS. | 203AHPGD00 | WET ASH DISCHARGE PIPING TO ASH POND AND DEWATERING BINS. | 0038-9042-011 | SB5A1A1 | 5 | EA | 1607.2
PETE | 6501154 | 10.528.135 | COVER, FB5434-22A SERIES FOR #2 & 3 UNIT EHC FILTERS ITEM #2 FOR 1/2 MICRON BACK-UP FILTER |  |  |  | 2FA3A2 | 1 | EA | 83.01
PETE | 5003020 | 10.528.137 | COVER, LINE BEARING, FOR WASTE SLURRY & BOOSTER WORTHINGTON PUMP, MODEL 8R-193 MANUFACTURER PART NO = 2113890-001 SER NO = B0753158 | 203RDWSP3A | WASTE SLURRY PUMP P3-3-A INCLUDES PUMP, MOTOR AND CONTROLS | 2113890-001 | 2FA15G14 | 2 | EA | 1031.38
PETE | 5305432 | 10.528.147 | CONNECTOR, CONTROLLER, ITEM #11, FOR FLAME SCANNER ASSY., DWG. #D-982-0137 (CEC #C36-92130), FOR PETE ABB C-E SVCS. BOILER INTERNAL COMPONENTS. | 203BFFSMAG | UNIT 3 FLAME SCANNER SYSTEM DETECTOR, TIPS, NOZZLES, TUBES AND ELECTRONICS | EPSB-0081 | 2FA25F26 | 2 | EA | 499.06
PETE | 5006951 | 10.528.161 | KIT, CONTACT, SIZE 3, FOR PETE #4 SCRUBBER MCC'S. | 204RELV411 | MOTOR CONTROL CENTER MCC S4-1-1 | 626B187G12 | 2FA23F11 | 3 | EA | 509.46
PETE | 5305981 | 10.528.249 | CYLINDER, IGNITOR, ITEM #P27, FOR WARMUP GUN ASSEMBLY, USED ON PETE #3 BOILER OIL IGNITION SYSTEM. | 203BFWGL01 | WARM-UP OIL GUNS 1/2 LEVEL | 2510-007-300 | 1FA6I4 | 1 | EA | 2458
PETE | 5706870 | 10.528.252 | CYLINDER WITH ADAPTER CONFIGURED FOR 12" KNIFE GATE VALVE FOR PETE 3&4 MAIN SILO FY ASH ISOLATION VALVE. | 203AHFU031 | 3-1 ROTARY DUSTLESS UNLOADER | 706284 | SB1ID8 | 1 | EA | 3242
PETE | 5601893 | 10.528.258 | DAMPER/WINDBOX DRIVE UNIT, BECK, - ROTATION MUST BE SET FOR APPLICATION - , 120 VAC, 80FT LBS/40SEC FULL STROKE 100 DEGREES, 2 SPDT SWITCHES, FILM POT FEEDBACK/4-20MA LOOP, USED ON PETE 1 THRU 4. |  |  | 75-109 CW (CLOCKWISE ROTATION) | SB1GD4 | 6 | EA | 30180
PETE | 5003848 | 10.528.297 | DEFLECTOR, 40, FOR PUMP WORTHINGTON PUMP, MODEL D1011, TYPE 3X1.5X8 MANUFACTURER PART NO = 22162 SER NO = Y674242, MAX PRESS 275, IMP DIA 7.3 | 203RMMUP01 | 3-1 SLUDGE TREATMENT PUMP INCLUDES PUMP, MOTOR AND CONTROLS | 22162 | 2FA14E56 | 1 | EA | 2.7
PETE | 5003055 | 10.528.300 | DEFLECTOR, PUMP, FOR PETE #3 SCRUBBER UNDERFLOW & MAKE-UP SLURRY PUMPS, WORTHINGTON PUMP MODEL 4R122, S/N B07531586. | 203RDUFP3A | P7-3A UNDERFLOW PUMP INCLUDES PUMP, MOTOR AND CONTROLS | 2104906-007 | 2FA15F30 | 2 | EA | 489.6
PETE | 5309798 | 10.528.310 | DESUPERHEATER, RH, SPRAY NOZZLE ASSEMBLY, COMPLETE, W/ CARBON STEEL (SA516GR.70) SHELL, CARBON STEEL LINER ("NEW STYLE" W/ STELLITE PADS) & CHROME MOLY (SA182 F22) POSITIONING SCREWS, FOR PETE #3 ABB C-E SVCS. ASME BOILER DESIGN. |  |  |  | SB5B | 1 | EA | 74587.5
PETE | 5012687 | 10.528.323 | DUST, DETECTOR, 5" NEMA 4X, REMOTE, 450 DEG. F., USED ON PETE UNITS 2 & 3 BAGHOUSE DRY ASH SYSTEM. | 203BCOMP01 | UNIT 3 FABRIC FILTER COMPARTMENT #1, CONTAINS 34 ROWS OF 40 FILTER BAGS SUPPORTED ON WIRE CAGES, TOTAL OF 1360 BAGS. BAGS ARE 29.75' LONG, 5" DIAMETER. COMPARTMENTS ARE NUMBERED SO. TO NO., EAST TO WEST, S.E. IS #1, N.E.. IS #2. 2PI-FF-1801 DIFF.PRESS.GA | 3505-807-23 | SB1GE8 | 1 | EA | 4590
PETE | 5505080 | 10.528.325 | DETECTOR, "STOPPED BELT", FOR PETE 3A, 3B, 8A & 8B & EWS 804 COAL CONVEYOR SAMPLERS, JOHN B. LONG PROJECT #92062. | 266CHCSS3A | 3A COAL CONV. SAMPLER **** SEE EQUIPMENT NOTES PAGE #6 **** * CUTTING & WELDING PERMIT REQUIRED * | 0065-0037 | 2FA1A11 | 3 | EA | 770.88
PETE | 5204973 | 10.528.326 | DETECTOR, VIBRATION PROBE, FOR BFP TURBINE, GENERAL ELECTRIC COMPANY, PETE UNIT 3-1&2, MANUFACTURER PART #134B510AY-11, SERIAL #122955/56 |  |  | 134B510AY-11 | 2FA20B4 | 2 | EA | 29525.12
PETE | 5302023 | 10.528.344 | CONTROLLER, PRESSURE, FISHER PNEUMATIC INDICATING, RATING 0-1000 PSI, OUTPUT 3-15 PSI, WITH INTERNAL AUTO-MANUAL STATION. |  |  | 419550423565 | 4FA1G2 | 1 | EA | 4403.16
PETE | 5617331 | 10.528.347 | CONTROL, TEMPERATURE, FOR CHILLER, SAMPLE/MONITOR RJOHNSON CONTROLS, MODELPCS-500-90, UNIT PETE 4 MANUFACTURER PART NO = A410046-07 | 202TG00000 | UNIT 2 TURBINE/GENERATOR | A410046-07 | 2FA11F7 | 1 | EA | 215.33
PETE | 5004699 | 10.528.354 | CONTROLLER, PUMP, CUE 3X380-500V IP55 22KW 44A/40A, USED ON PETE 3 SILO PIN MIXER BOOSTER WATER PUMPS. | 203AHFSP01 | 3-1 SILO DUSTLESS UNLOADER BOOSTER PUMP | 91136888 | SB1IB1 | 2 | EA | 8000
PETE | 5007012 | 10.528.356 | CONTROLLER,SHUTOFF VALVE,TOWER INLET LOUVER DAMPER LIMITORQUE CORPORATION,MODEL SMC-04-3 MANUFACTURER PART NO = SMB-04-3 | 204RFBFV01 | 4-1 BOOSTER FAN VANES INCLUDES OPERATOR, LINKAGE AND CONTROLS *** CONFINED SPACE ENTRY *** SEE NOTES PAGE 6 *** | SMB-04-3 | SB1JD10 | 1 | EA | 1683.19
PETE | 4901111 | 10.528.364 | CONVERTER, MODEL 1295-125-24-8, 125 VDC TO 24 VDC, DC/DC, UNIT 4 FIRE PROTECTION SYSTEMS. |  |  | 1501-130-24-8 | 4FA50A13 | 2 | EA | 995.54
PETE | 6011073 | 10.528.366 | CONVERTOR, VELOCITY-TO-DISPL. PROXIMITOR BENTLY-NEVADA VIBRATION MONITORING SYSTEM PETE 3 TDBFP. P/N 14386-03. |  |  | 14386-03 | 4FA3D15 | 2 | EA | 474
PETE | 5706344 | 10.528.368 | CONVEYOR, SCREW FLIGHTING, RH SECTIONAL, 16" X 16" X 1/4", WELDED ON 4" SCH. 40 PIPE 6'- 1-1/2" LONG, BUSHED FOR 3" PHASE QUICK COUPLING (2 BOLT DRILLED) BOTH ENDS, (ITEM #1, DWG.#211449), FOR PETE #4 IUCS/CSI CONV. CO-103, ORDER #C3-536. | 204RWCB103 | CO-103 FLYASH SCREW CONV & BEARINGS MCC 101 FLYASH SCREW CONV CO-103 | M3220M1 | SB1 RACK G | 2 | EA | 4746
PETE | 5005449 | 10.528.388 | COUNTER, LUBE PULSE, 120V, 50/60 HZ, FOR PETE #3 SCRUBBER SLURRY TRANSFER PUMP CONTROL PANEL, EAGLE SIGNAL STYLE. | 204RPBMLO0 | BALL MILL LUBE SYSTEM | EAGLE SIGNAL HZ172A6 | 2FA19B27 | 1 | EA | 300.96
PETE | 5305015 | 10.528.395 | COUPLER, SNAP-TITE, 3/8 INCH, VALVED, USED ON PETE 3 IGNITERS. | 203BFOSIC0 | UNIT 3 BOILER IGNITION SYSTEM INSTRUMENTS INCLUDES ALL BOILER OIL SYSTEM MEASURING, INDICATING, RECORDING AND CONTROLLING INSTRUMENTS. | BVHC6-6F | 2FA11C6 | 6 | EA | 145.2
PETE | 5706645 | 10.528.399 | COUPLING, HIGH SPEED ASSEMBLY, FOR 7080 SERIES GEARBOX (77Q20), USED ON PETE #4 DEWATERING RECLAIM WATER TANK AGITATOR (RWA 44-1). | 272RWA4100 | RWA 44-01 RECLAIM WATER TANK AGITATOR | 805792PSP | 2FA11B1 | 1 | EA | 410
PETE | 5013430 | 10.528.403 | ASSEMBLY, COUPLING, LUBE OIL SYSTEM, USED ON BOOSTER FANS, PETE #4 FGD, DWG# 23999S1, S/N P208305. | 204RFBF001 | 4-1 BOOSTER FAN, WHEEL & BEARINGS *** CONFINED SPACE ENTRY *** SEE NOTES PAGE 6 *** | L095, ITEMS 6, 7 & 8 | 1FA11E32 | 1 | EA | 75
PETE | 7005814 | 10.528.404 | COUPLING, PUMP, WALDRON, SIZE 3, FULL FLEX GEAR ASSY, FOR PETE #4 ASH SLUICE PUMPS. | 204AHSWP01 | 4-1 ASH SLUICE PUMP | 3W SB FF | 2FA21I12 | 1 | EA | 968.65
PETE | 5003654 | 10.528.411 | COUPLING, 2" ABCO P150 FOR UNIT #3 SCRUBBER. |  |  |  | SB3F1B3 | 4 | EA | 22.48
PETE | 5003656 | 10.528.412 | COUPLING, 4" ABCO P150 FOR UNIT #3 SCRUBBER. |  |  |  | SB3F1B3 | 3 | EA | 18
PETE | 5606018 | 10.528.434 | COUPLING, PYRITE HOPPER, H-38 | 204AHTKP01 | 4-1 PYRITE HOPPER AND CATEGORY'S OF THE HOPPER | LAR 120640 | 2FA24G27 | 1 | EA | 19.5
PETE | 7005354 | 10.528.437 | COUPLING, SHAFT-COMPLETE, SIZE- 1070T20, 1ST BORE- ROUGH BORE, 2ND BORE- ROUGH BORE, W/ GRIDS & SEALS. | 203RMMX00A | A1-3-A RECYCLE TANK AGITATOR. INCLUDES MOTOR, GEARBOX, SHAFT, MIXER BLADES AND CONTROLS. | 1070T20 | 1FA7G26 | 1 | EA | 338.67
PETE | 5002534 | 10.528.442 | DIODE, DC TRANSIENT SUPPRESSOR FOR PRECIPITATOR ENVIRONMENTAL ELEMENTS CO,UNIT 4 MANUFACTURER PART NO = WA41695 | 204ENPRCP1 | UNIT 4 PRECIPITATOR 4-1 (SOUTH) INCLUDES CONTROLS, TR SETS, VIBRATORS, RAPPERS, DOORS, LOCKS AND HIGH VOLTAGE BUSHINGS. *********CONFINED SPACE SEE NOTES PAGE 6********* | WA41695 | 2FA21E4 | 1 | EA | 12.3
PETE | 5003398 | 10.528.445 | DIODE, POWER, FOR CHARGER EXIDE CORPORATION, MODEL 130-3-150, USED PETE SO2 MANUFACTURER PART NO = 143-120-008 | 203REDCB00 | UNIT 3 FGD BATTERY AND CHARGERS IMNCLUDES BATTERY BANK 59 CELLS AND CHARGER | 143-120-008 | 2FA14E22 | 3 | EA | 132.15
PETE | 5012604 | 10.528.451 | DIODE DOUBLER, 170A AVERAGE, 1600 PRV, USED ON UNIT 4, 2014, E.S.P. UPGRADE. POWER PLUS PARTS | 204ENP0000 | UNIT 4 PRECIPITATORS (PARENT) INCLUDES CONTROLS, TR SETS, VIBRATORS, RAPPERS, DOORS, LOCKS AND HIGH VOLTAGE BUSHINGS. *********CONFINED SPACE SEE NOTES PAGE 6********* | P28193 | 2FA21F46 | 2 | EA | 370
PETE | 6626256 | 10.528.453 | DIODE, ITEM A61, FOR ALTERREX REG. CUBICLE, G.E. COMPANY, S/N 170X755 TURBINE, AREA PETE 4 MANUFACTURER PART NO = 167A8419P6 |  |  | 167A8419P6 | 2FA3E12 | 2 | EA | 96.5
PETE | 6626299 | 10.528.454 | DIODE, ITEM C09, FOR ALTERREX REG. CUBICLE, G.E. COMPANY, S/N 170X755 TURBINE, AREA PETE 4 MANUFACTURER PART NO = 68A7250P4 |  |  | 68A7250P4 | 2FA22E25 | 3 | EA | 10.32
PETE | 5706744 | 10.528.459 | DIPSTICK, OIL, FOR PETE #4 DEWATERING PRIMARY HYDROCLONE & RECLAIM WATER PUMPS, WARMAN PUMPS MODEL 6/4EEAH. | 204RDDFP01 | P-406-1 DISPOSAL FEED PUMP, MOTOR & MOTOR SPACE HEATER | EEY392A88094 | 2FA6F53 | 1 | EA | 506.76
PETE | 5603038 | 10.528.466 | DISC, CENTER, FOR PNEUMATIC PRESSURE TRANSMITTER BECKMAN, MODEL VP MANUFACTURER PART NO = Z-4504-270 |  |  |  | 1FA2F50 | 2 | EA | 0.5
PETE | 5711290 | 10.528.474 | DISC, VALVE ASSEMBLY, (DISC. PIN, JAM NUT & KEY) FOR 18" BUTTERFLY VALVE (3-1956-175) AS FURNISHED ON UCC PO 54674-4, FOR ASH HANDLING SYSTEM PETE 3. MANUFACTURER PART NO. 190097-7 |  |  |  | SB5A2B7 | 2 | EA | 2152.88
PETE | 5701983 | 10.528.476 | DISC, VALVE, FOR 8" ASHFLO VALVE (CONTOMATIC) MARK A12997-8-2345 DWG. 2345H17D, 1 & 2 ASH HANDLING SYSTEM. A.S.H. CONTRACT CA2345 MANUFACTURER PART NO. 14603-1 |  |  |  | 1FA7G15 | 2 | EA | 1778.24
PETE | 5003117 | 10.528.487 | DISC, SUCTION, NYLON, FOR PETE #3 & #4 SCRUBBER MAKE-UP SLURRY PUMPS & PETE #3 & #4 IUCS/CSI THICKENER UNDERFLOW & VACUUM FILTER PUMPS, WORTHINGTON PUMP MODEL 4-R-122, SIZE P5-3A, S/N B07531586. | 203RDUFP3A | P7-3A UNDERFLOW PUMP INCLUDES PUMP, MOTOR AND CONTROLS | 9070023-002 | 2FA14E2 | 9 | EA | 100.62
PETE | 5721209 | 10.528.492 | DISC, FOR GALIGHER CHECK VALVE 4" NATURAL RUBBER USED ON FILTRATE SUMP PUMP, PETE 4. | 203RWFRP4A | P4A FILTRATE SUMP PUMP | 08078040012 | 2FA14H14 | 1 | EA | 128.25
PETE | 5513162 | 10.528.495 | DISC, VALVE, 21-7/8" OD DISC FOR 21-1/4" ID INLET, DISCHARGE VALVE, USED ON PETE #3 & #4 ABB C-E SVCS. MODEL 903RP COAL PULVERIZERS, S/N 73831-73836. | 203BFCM004 | 3-4 PULVERIZER *** CONFINED SPACE ENTRY *** *** FOR PYRITE SECTION ONLY - SEE NOTES PAGE 6 *** | 94-339 | SB3N2B3 | 3 | EA | 6179.4
PETE | 5007820 | 10.528.524 | DISPLAY, VALVE OPEN, FOR CINCINNATI ELECTROSYSTEMS, SCRUBBER USED/UNIT PETE 4 MANUFACTURER PART NO = 4161-2-24 |  |  | 4161-2-24 | 2FA23C20 | 1 | EA | 192.25
PETE | 5721004 | 10.528.538 | DRIVE BELT PULLEY, PETE 3 FLY ASH BLOWERS | 203AHFB001 | 3-1 FLY ASH BLOWER ASSEMBLY | 14414S | 4FA53A2 | 2 | EA | 1093.5
PETE | 5301002 | 10.528.539 | DRIVE GEAR RACK | 203BSSBL10 | L-10 ECONOMIZER SOOT BLOWER IK-525 | BP324224-6100 | SB5C1C | 12 | EA | 1899.48
PETE | 5711974 | 10.528.545 | COVER, FRONT ACCESS, FOR FLYASH DIFFUSER FEEDER, USED ON PETE #3 & #4 TOP ASH SYSTEMS, PER UC PO 54674-4. | 203AHFFA01 | A-1 PRECIP HOPPER AND NUVA FEEDER | 2-15517 | SB5A2A6 | 11 | EA | 979.63
PETE | 5005983 | 10.528.548 | BEARING HOUSING END COVER, D81, DUCTILE IRON ZINC PLATED, USED AT PETE 4 SLURRY FEED PUMPS. | 204SFP4403 | LIMESTONE SLURRY FEED PUMP & MOTOR, 44-03. | EY024D81 | 2FA19C22 | 2 | EA | 1718.66
PETE | 6718006 | 10.528.550 | COVER, UPPER THRUST BEARING, C.I., P/N 035-55716-000 FOR LAWRENCE SUMP PUMP S/N 71513-1, 2, 3, 4, 5, MODEL DD DOUBLE VOLUTE, SIZE 16", FOR PETERSBURG PLANT DRAINAGE 4-1 THROUGH 4-4. | 203AHRWP01 | 3-1 ASH SLUICE RETURN WATER PUMP | 035-55716-000 | SB5A3B9 | 3 | EA | 5410.89
PETE | 5513862 | 10.528.565 | COVER, AIR SEAL HOUSING, FOR BOWL MILL ABB COMBUSTION ENG, SIZE 903RP, AREA PETE 3 MANUFACTURER PART NO = 94-120 | 203BFCM001 | 3-1 PULVERIZER *** CONFINED SPACE ENTRY *** *** FOR PYRITE SECTION ONLY - SEE NOTES PAGE 6 *** | 94-120 | SB1RC9 | 1 | EA | 4254
PETE | 5005730 | 10.528.571 | COVER, END, LOWER, FOR PETE #4 CSI DISPOSAL AREA SUMP PUMPS, WARMAN PUMPS MODEL 150SV-SPR. | 204RBSU101 | P410-1 DISPOSAL AREA DRAINAGE SUMP PUMP AND MOTOR LOCATED OUTSIDE BY #4 RETURN TANK | SV024D81 (4-16-11) | SB3B2B4 | 1 | EA | 822.15
PETE | 5003080 | 10.528.577 | COVER, STUFFING BOX, 316SS, FOR PETE #3 IUCS RECLAIM WATER PUMPS, GOULDS PUMPS MODEL 3175M, 6 X 8 X 18, S/N 237B948. | 203RDRWP3A | P6-3A RECLAIM WATER PUMP INCLUDES PUMP, MOTOR AND CONTROLS | R254-70-1203 | SB3E2D1 | 2 | EA | 11885.32
PETE | 5301764 | 10.528.585 | COVER, TRAVERSING, FOR COPES VULCAN INC, MODEL SOOTBLOSER, UNIT PETE 4 MANUFACTURER PART NO = 182027 | 204BSSBA01 | A-1 "A" ROW WALL SOOTBLOWER. | 182027 | 2FA19H9 | 1 | EA | 38.41
PETE | 5305567 | 10.528.590 | CRANK, BELL, CASTING ASSY., RIGHT HAND, FOR DIRECT DRIVE ADJUSTING MECHANISM, DWG #D-902-5943, USED ON PETE #2 & #3 ABB C-E SVCS. BOILER BURNER NOZZLES. | 201BFCBA00 | A CORNER BURNERS, TILTS, LINKAGE, AND DRIVE UNIT | 902-5943-EA | 1FA6D26 | 3 | EA | 836.4
PETE | 5711852 | 10.528.597 | CRUSHER, EXCEN 33" X 30", {ALL-STAINLESS STEEL FLOATING SEAL}, FOR PETE #2, #3 & #4 & EWS #7 BOTTOM ASH SYSTEMS. | 203AHBGG0A | UNIT 3 (A) BOTTOM ASH HOPPER GRINDER | 2103-131-03220 |  | 2 | EA | 0
PETE | 5513037 | 10.528.602 | CUP, TAPERED ROLLER BEARING OUTER RACE, FOR OUTPUT SHAFT, USED ON PETE #3 & #4 GRAVIMETRIC COAL FEEDERS, STOCK EQUIPMENT CO. MODEL 8224A. | 203BFCF001 | 3-1 COAL FEEDER ********SEE EQUIPMENT NOTES PAGE 6 ********** ***NUCLEAR DENSITY GAGE ATTACHED TO PIPING*** | 39520 | 2FA6C12 | 4 | EA | 61.28
PETE | 5702600 | 10.528.604 | CUP, PISTON, FOR 10" HYDRAULIC CYLINDER (2-4301-14), USED ON PETE #3 & EWS #7 BOTTOM ASH SYSTEMS, PER UC DWG. #527-54411-2-E. | 203AHBD001 | 3-1 DEWATERING BIN, GATES AND SCREENS | SK-43023 | 1FA3G11 | 6 | EA | 370.02
PETE | 5706796 | 10.528.612 | CYLINDER KIT FOR 8" SLIDE GATE VALVE, INCLUDING ADAPTER, CLEVIS & HARDWARE READY FOR DIRECT MOUNT, USED ON PETE 3&4 ASH SILO UNLOADER SHUTOFF VALVE. | 203RWFARF0 | FLYASH ROTARY FEEDER AND MOTOR | 705911 | SB1HE5 | 1 | EA | 3207.98
PETE | 5721535 | 10.528.613 | KIT, REBUILD, AIR CYLINDER(4401-140-5), FOR 12" KNIFEGATE VALVE, MODEL 150W, USED ON PETE #2, #3 & #4 BOTTOM ASH DISCHARGE SYSTEMS. | 203AHVY41A | COV-2041-1 "A" ASH HOPPER DISC LINE 12" 150 W KNIFE GATE. | 1919-39-8 | 4FA56B3 | 2 | EA | 728
PETE | 5008225 | 10.528.616 | KIT, CYLINDER REPAIR FOR 24" TJ CYLINDER AEROQUIP, MODEL 24, TYPE KNIFE GATE MANUFACTURER PART NO = 6331U-029 | 204RMQFPA1 | P-402A-1 QUENCHER PUMP | 6331U-029 | 2FA5E12 | 3 | EA | 192
PETE | 5711483 | 10.528.619 | CYLINDER, 2 1/2" X 2 5/8", UNITED CONVEYOR CORP., AS FURNISHED ON UCC PO 54674-4 FOR ASH HANDLING SYSTEM, PETE 3, MANUFACTURER PART NO. 2-4401-40. |  |  |  | 1FA3A17 | 4 | EA | 611.52
PETE | 5006089 | 10.528.626 | CYLINDER, HYDRAULIC, FOR 24" CLARKSON KNIFE GATE VALVE, USED ON PETE #4 SCRUBBER QUENCHER PUMP SUCTION VALVES. (DUAL CYLINDER SET UP) | 204RDVYQ2A | A-1 QUENCHER PUMP A-1 SUCTION VALVE FV-305A | 3525 (DUAL CYLINDER) | SB3N2C1 | 2 | EA | 14188.65
PETE | 5006092 | 10.528.627 | CYLINDER, HYDRAULIC, FOR CLARKSON COMPANY, MODEL 6, TYPE KNIFE GATE VALVE MANUFACTURER PART NO = 3296 | 204RDHOP01 | P416-1 HYDRAULIC OIL PUMP AND MOTOR | 3296 | 2FA19J7 | 1 | EA | 316
PETE | 5004562 | 10.528.630 | CYLINDER SECTION, STEEL, FOR KREBS MODEL GMAX6 HYDROCLONES, USED ON PETE #3 & #5 LIMESTONE BALL MILLS. | 203MSH0003 | UNIT 3 MILL SLURRY HYDROCLONE #3 | G61-064530B-ST | SB3A1B2 | 2 | EA | 815
PETE | 5004650 | 10.528.631 | CYLINDER, DOUBLE ACTING AIR, COMPLETE ASSY., FOR 6" CLARKSON KGA KNIFEGATE VALVE, W/ CLEVIS ASSY. & BELLOWS STEM ROD COVER KIT, USED ON PETE #3 & #4 IUCS/CSI THICKENER UNDERFLOW & WASTE SLURRY PUMPS. | 203RDVF351 | FV 351 A&B UNDERFLOW PUMP P7-3A&B SUCT VV 6" CLARKSON | KGA-6SPC-EEC | SB3Q1B3 | 2 | EA | 3267.9
PETE | 5713478 | 10.528.634 | CYLINDER, AIR, 8" BORE, 9" STROKE, FOR ASH HOPPER & PYRITE TRANSFER TANK DISCHARGE VALVE, BOTTOM ASH SYSTEM, PETE 3. MANUFACTURER PART NO. JB2AU14AX 9 | 203AHPGD00 | WET ASH DISCHARGE PIPING TO ASH POND AND DEWATERING BINS. | JB2AU14AX9 | SB1BB6 | 1 | EA | 1219.25
PETE | 5711360 | 10.528.638 | CYLINDER, AIR, 2-1/2" X 3", FOR 1-1/2" VENT VALVE (4-1952-25), USED ON PETE #3 & #4 TOP ASH SYSTEMS, PER UC PO 54674-4. | 203AHBD001 | 3-1 DEWATERING BIN, GATES AND SCREENS | 4401-54 | 4FA54A7 | 0 | EA | 0
PETE | 5711457 | 10.528.639 | CYLINDER, AIR, 6" X 8.12", FOR ECONOMIZER HOPPER VALVES, USED ON PETE #4 TOP ASH SYSTEMS, PER UC PO 54674-4. | 204AHFH39A | (39A) ECONOMIZER HOPPER AND CATEGORY'S OF THE HOPPER AND DISCHARGE VALVE | 4401-80-1 | SB5A1B4 | 1 | EA | 1685.62
PETE | 5701174 | 10.528.640 | CYLINDER-AIR, 8"X8.625", KNIFE GATE VALVE, 8", 40D, PETE 2&3 BAGHOUSE. | 203BCOMP01 | UNIT 3 FABRIC FILTER COMPARTMENT #1, CONTAINS 34 ROWS OF 40 FILTER BAGS SUPPORTED ON WIRE CAGES, TOTAL OF 1360 BAGS. BAGS ARE 29.75' LONG, 5" DIAMETER. COMPARTMENTS ARE NUMBERED SO. TO NO., EAST TO WEST, S.E. IS #1, N.E.. IS #2. 2PI-FF-1801 DIFF.PRESS.GA | 4401-128-3 | SB1KE2 | 1 | EA | 675
PETE | 5714203 | 10.528.650 | ELEMENT, FILTER, 3 G.P.M. 10 MICRON ITEM #2 DWG. #03-380-0064-4 FOR HYDRAULIC ACTUATOR TO SYNCHRO- DRIVE ON 7B CONVEYOR #3 UNIT P.G.C. ORDER #700325 | 266CB07BSD | 7B COAL CONV SYN. DRV. ACTU **** SEE EQUIPMENT NOTES PAGE 6 **** *CUTTING AND WELDING PERMIT REQUIRED* |  | 2FA11F47 | 2 | EA | 20
PETE | 5711591 | 10.528.655 | ELEMENT, PT #51092/PF331, FOR PURILATOR FILTER TYPE P92-03-0. FOR G-D TWO STG FLY ASH BLOWER (SER. #22220-1) CHAIN DRIVE ASSY PETE #3. (BALDWIN PT 82-HD) |  |  |  | 1FA3C46 | 6 | EA | 29.04
PETE | 5012944 | 10.528.657 | ELEMENT, FOAM OIL BREATHER, FOR INGERSOLL RAND MODEL L42-GS9 BLOWER PACKAGE, USED ON PETE 2 & 3 BAGHOUSE ASH SYSTEM TRANSPORT AIR. | 203AHAC000 | 3FA5002C- UNIT 3 FABRIC FILTER ASH TRANSPORT AIR BLOWER, INGERSOL RAND LCD42, 2813 AFCM @ 20 PSIG DISCHARGE 3PSFA5000-OIL PRESS SW. 3TSFA5001-DISC.TEMP.TRANS. 3TSFA5002-OIL TEMP.SW. | 40068371 | 2FA4F24 | 2 | EA | 54
PETE | 5004626 | 10.528.662 | ELEMENT, FILTER, FOR ROTRON AIR BLOWER, MODEL DR8BB72W, USED ON PETE #3 & #4 IUCS/CSI VACUUM FILTERS. | 203RWVFFL1 | FL-1 VACUUM FILTER ***CONFINED SPACE ENTRY*** ***SEE NOTES PAGE 6*** | SOLBERGG231-P | SB1CC7 | 18 | EA | 654.79
PETE | 5721156 | 10.528.663 | FILTER ELEMENT, FOR BLOWER INLET, DUCON P/N 200518, FOR PETE #4 CSI FLYASHTRANSPORT SYS. | 203RWFA000 | UNIT #3 FLYASH SILO INCLUDES SILO AND ALL ASSOCIATED EQUIPMENT BLOWERS, FEEDERS AND EQUIPMENT.. | DUCON200518 | SB3B2A3 | 10 | EA | 681.44
PETE | 5012919 | 10.528.671 | ELEMENT, AIR FILTER STD N, FOR INGERSOLL RAND MODEL A75i-A125 COMPRESSORS, USED ON PETE 2 & 3 BAGHOUSE INSTRUMENT AIR COMPRESSORS. | 203BCOMP01 | UNIT 3 FABRIC FILTER COMPARTMENT #1, CONTAINS 34 ROWS OF 40 FILTER BAGS SUPPORTED ON WIRE CAGES, TOTAL OF 1360 BAGS. BAGS ARE 29.75' LONG, 5" DIAMETER. COMPARTMENTS ARE NUMBERED SO. TO NO., EAST TO WEST, S.E. IS #1, N.E.. IS #2. 2PI-FF-1801 DIFF.PRESS.GA | 54672530 | SB1ID4 | 2 | EA | 306
PETE | 5305049 | 10.528.681 | ELEMENT, FILTER, HYDRAULIC, 20 MICRON, MICROGLASS III FILTER MEDIA, 10 GPM MAX. FLOW, 150 PSI OPERATING PRESSURE, FLUOROCARBON SEAL, W/ VITON O-RING, FOR PETE #1 & #2 & #4 IGNITION OIL SYSTEMS. | 204BFIGL01 | LEVEL 1/2 IGNITORS INCLUDES A,B,C AND D CORNERS | 930369Q | 2FA11C4 | 21 | EA | 891.27
PETE | 5012932 | 10.528.685 | ELEMENT, F791IHE, LINE FILTER, OUTLET AIR, FOR INGERSOLL RAND MODEL HL4001S00AA AIR DRYERS, USED ON PETE 2 & 3 BAGHOUSE INSTRUMENT AIR DRYERS. | 203BCOMP01 | UNIT 3 FABRIC FILTER COMPARTMENT #1, CONTAINS 34 ROWS OF 40 FILTER BAGS SUPPORTED ON WIRE CAGES, TOTAL OF 1360 BAGS. BAGS ARE 29.75' LONG, 5" DIAMETER. COMPARTMENTS ARE NUMBERED SO. TO NO., EAST TO WEST, S.E. IS #1, N.E.. IS #2. 2PI-FF-1801 DIFF.PRESS.GA | 85565869 | 2FA4C22 | 2 | EA | 457.83
PETE | 5513932 | 10.528.686 | FILTER ELEMENT, FOR ABSORB-ALL AIR LINE FILTER, USED ON PETE #3 BLAST GATE AIR LINE SUPPLY. (NOTE 1 PK. = 2 EA.) | 203BFBG001 | 3-1 PULVERIZER BLAST GATE (ALSO CALLED P GATE) INCLUDES GATE, SOLENOID, SWITCH, AND CYLINDERS. | PNEL300 (10-18-12) | 1FA13F7 | 3 | PQ | 628.41
PETE | 5013524 | 10.528.688 | ELEMENTS, OIL FILTER, USED ON PETE 4 SCRUBBER OXIDATION AIR COMPRESSORS. | 204OACM401 | OXIDATION AIR COMPRESSOR 44-01 | 937399Q | 1FA11B17 | 0 | EA | 0
PETE | 6801505 | 10.528.689 | ELEMENT, FILTER-PAMIC, P/N 8347199 FOR ELECTRO MOTIVE LOCOMOTIVE, G.M.C. MODEL SW1001 CLASS 0-4-4-0, S/N 816014-1. SER NO = 816014-1 | 266CL00000 | LOCOMOTIVE | AF450 | SB1CE4 | 2 | EA | 122.39
PETE | 5001260 | 10.528.692 | ELEMENT, PRE-FILTER, NORTEC, .01 MICRON, FOR PETE PLANT AIR DRYERS. | 203RWTLS01 | UNIT 3 FLYASH SILO DCL TRAIN LOADOUT STATION | 6CU85-360-1 | 2FA57B2 | 3 | EA | 5356.47
PETE | 7901524 | 10.528.701 | ELEMENT, HEATING, CHROMALOX CAT. #TMI3F4XX, 480 VOLT, 3 PH., 5 KW, P/N 155-071162-263 (121MP), USED AS FLUIDIZING HEATER ON PETE #4 ASH SYSTEM. | 204ENPRCP1 | UNIT 4 PRECIPITATOR 4-1 (SOUTH) INCLUDES CONTROLS, TR SETS, VIBRATORS, RAPPERS, DOORS, LOCKS AND HIGH VOLTAGE BUSHINGS. *********CONFINED SPACE SEE NOTES PAGE 6********* | TM13F4XX | 4FA54A1 | 5 | EA | 9234
PETE | 5706816 | 10.528.712 | ELEMENT-FLUIDIZING, USED ON 12" X 48" FLUIDIZER AT PETE 3&4 FLY ASH SILO'S, UCC DWG. #S-54674-026. | 203AHFU031 | 3-1 ROTARY DUSTLESS UNLOADER | 38597 | 2FA59B1 | 4 | EA | 2946.48
PETE | 5003637 | 10.528.721 | ELL, FIBERGLASS, SIZE/TYPE- 2IN/45 DEG. CONNECTION- BELL X FLANGE | 203RMPGTOA | "A" MODULE TRAPOUT TRAY PIPING AND VALVES. |  | SB3F1B3 | 3 | EA | 106.47
PETE | 5003627 | 10.528.722 | ELL, FIBERGLASS, SIZE/TYPE- 4IN/90 DEG CONNECTION- BELL X BELL | 203RMPGTOA | "A" MODULE TRAPOUT TRAY PIPING AND VALVES. |  | SB3F1B3 | 4 | EA | 114
PETE | 5003641 | 10.528.723 | ELL, FIBERGLASS, SIZE/TYPE- 8IN/45 DEG. CONNECTION- BELL X BELL | 203RMPGTOA | "A" MODULE TRAPOUT TRAY PIPING AND VALVES. |  | SB3F1C3 | 3 | EA | 280.92
PETE | 5008204 | 10.528.724 | ELL, FITTING, FOR CLARKSON COMPANY, MODEL 30, TYPE KNIFE GATE MANUFACTURERPART NO = 6028 | 204RMQFPC2 | P-402C-2 QUENCHER PUMP | 6028 | 2FA15F27 | 3 | EA | 5.46
PETE | 1910056 | 10.528.727 | ELL, PIPE, NPS 4, SCH 40, 90 DEG LR, SA-234 GRADE WPB, SEAMLESS, ASME/ANSIB16.9. | 203AHVY070 | COV-2070 BOTTOM ASH AND TOP ASH DRAIN VALVE. |  | 1FA16I3 | 10 | EA | 105.02
PETE | 5603035 | 10.528.749 | DIAPHRAGM, FOR PNEUMATIC PRESSURE TRANSMITTER REPUBLIC, TYPE VP MANUFACTURER PART NO = Z-4503-142 |  |  |  | 1FA2E50 | 9 | EA | 142.11
PETE | 5216242 | 10.528.755 | DIAPHRAGM, NEOPRENE - CLOTH INSERT FOR USE ON UNIT 3 & 4 SEAL WATER SYSTEMMANUFACTURER PART NO. = 210-6375 |  |  |  | 2FA9F8 | 1 | EA | 20.63
PETE | 5005916 | 10.528.763 | DIAPHRAGM, ACTUATOR, FOR 6" PINCH VALVE, USED ON PETE #4 IUCS/CSI FILTER FEED PUMPS, RESEARCH COTTRELL MODEL LAF-ATSOP 100 ACT SPRING CLOSE. | 203RWFP02A | P2A FILTER FEED PUMP AND MOTOR (EAST PUMP) | P30049-25-06 | 4FA2C17 | 1 | EA | 604
PETE | 5003497 | 10.528.774 | DIAPHRAGM, FOR 3" RKL VALVE- SERIES LAF-Y-ATO-P #26, TAG FCV-711, RKL # 2T-155, SO2 REMOVAL PETE 3. | 203RWPGF00 | FILTRATE PIPING | P30049-06-06 | 2FA14A21 | 2 | EA | 202.3
PETE | 6625267 | 10.528.782 | DIAPHRAGM, STEAM PIPE DRAIN VALVE 3, FOR G.E. COMPANY, S/N 170X755 TURBINE, AREA PETE 4 MANUFACTURER PART NO = U5366X00P0102 |  |  | U5366X00P0102 | 2FA25D34 | 1 | EA | 188.2
PETE | 6625264 | 10.528.784 | DIAPHRAGM, HEATING STM BLK VALVE, FOR G.E. COMPANY, S/N 170X755 TURBINE, AREA PETE 4 MANUFACTURER PART NO = U5313X00P0103 |  |  | U5313X00P0103 | 2FA25G53 | 1 | EA | 491
PETE | 5711354 | 10.528.788 | DIAPHRAGM, VALVE, 1" C.V. (2-1954-18), AS FURNISHED ON U.C.C. P.O. 54674-4, FOR PETE #3 & #4 TOP ASH SYSTEMS. | 203AHFFA01 | A-1 PRECIP HOPPER AND NUVA FEEDER | SK-408108 | 1FA3D19 | 19 | EA | 210.9
PETE | 4901028 | 10.528.796 | DIAPHRAGM, FOR 6" MULTIMATIC DIAPHRAGM VALVE GRINNELL FIRE PROTECTION, MODEL A-4 MANUFACTURER PART NO = 92-404-1-031 |  |  | 92-404-1-031 | 1FA11A2 | 0 | EA | 0
PETE | 8508075 | 10.528.826 | DIE, PIPE, 3-1/2" TO 4", QUAD, H.S., FOR OSTER 77 THREADER. |  |  | 14801 | 2FA19G33 | 1 | ST | 760
PETE | 8508080 | 10.528.835 | DIE, ROUND, ADJUSTABLE, 10-24 NC, 13/16" DIA., GREENFIELD #3820, "O.K. JR" |  |  | 23719 | 2FA19F36 | 2 | EA | 30.04
PETE | 8508083 | 10.528.836 | DIE, ROUND, ADJUSTABLE, 12-28 NF, 13/16" DIA., GREENFIELD #3820, "O.K. JR" |  |  | 23049 | 2FA19G36 | 1 | EA | 7.75
PETE | 5305394 | 10.528.839 | DIFFUSER, VANED #4, ASSY, FOR ABB COMBUSTION ENG SCVS, UNIT UNIT 4 MANUFACTURER PART NO = 902-1790-4 | 203BFWGL01 | WARM-UP OIL GUNS 1/2 LEVEL | 902-1790-4 | 4FA52A2 | 1 | EA | 411
PETE | 5003485 | 10.528.847 | FILLER, "U" RING #1001347 FOR 1/2". 3/4" & 1 1/4" DEZURK ECC CONTROL VLV FIG. 120 F.I. RS16. ASG5. P19, USED ON S02 REMOVAL SYS PETE 3. |  |  | 1001347 | 2FA14E32 | 4 | EA | 1.24
PETE | 6001608 | 10.528.850 | FILTER ASSY, FOR CONSOLE, W.K.M. #383335, USED ON TC-3 FOR UNIT #3-B.S.B. TEMP CONTROLLER. |  |  | 383335 | 2FA24G9 | 3 | EA | 36.54
PETE | 5004386 | 10.528.854 | FILTER ASSY, SAMPLE INTAKE, P/N 270302/0 FOR PARTICLE SIZE MONITOR, ARMCO MODEL PSM400-S/N 4069, FGD LIMESTONE SYS, PETE #3 & 4. | 203RPPSM00 | UNIT #3 BALLMILL PARTICLE SIZE MONITOR DENSITY AND GRIND SIZE DEVICE AND TRANSMITTER. | 270302/0 | 2FA16G20 | 1 | EA | 251.17
PETE | 5307221 | 10.528.876 | FILTER, PT #372538-2, FOR SECONDARY AIR DAMPER DRIVES USED ON UNIT #2 BOILER, C.E. CONTR. #22265, PETE. GEN. STAT. | 202BADA00N | UNIT 2 SECONDARY AIR DAMPERS AND WINDBOX INCLUDES AUX,FUEL,CCOFA AND SOFA AIR DAMPERS | 372538-2 | 2FA8G1 | 6 | EA | 398.46
PETE | 5005441 | 10.528.879 | FILTER, AIR, 1/4 NPT 40 MICRON, PT #07F11A PH, FOR LIMEST PREP SYST-LANCE GEAR SPRAY SYST, MODEL #RITTER ENG'G 14 IN FACE GEAR, RC #190-0088, SEQ. #13 USED ON PETE 4 SO2. | 204RPBMLO0 | BALL MILL LUBE SYSTEM | 07F11A PH | 2FA24F14 | 1 | EA | 48
PETE | 7901235 | 10.528.880 | FILTER, 8X19X1, AIR GUARD TYPE DP, FIBERGLASS, USED ON PETE #4 PRECIPITATOR CONTROL CABINETS. | 204ENPRCP1 | UNIT 4 PRECIPITATOR 4-1 (SOUTH) INCLUDES CONTROLS, TR SETS, VIBRATORS, RAPPERS, DOORS, LOCKS AND HIGH VOLTAGE BUSHINGS. *********CONFINED SPACE SEE NOTES PAGE 6********* | GDS 8x19x1 | 4FA58A | 48 | EA | 325.39
PETE | 5015332 | 10.528.888 | FEEDER HOPPER INLET AIR FILTER, 4.125 DIAMETER, USED ON UNITS 1-2-3-4 ACTIVATED CARBON INJECTION SYSTEMS | 203ENCFDR1 | FEEDER, FEEDER MOTOR, FEEDER VFD, FEEDER HOPPER FOR "TRAIN 1" POWDERED CARBON TRANSPORT SYSTEM. | 9268000070 | 2FA9D32 | 5 | EA | 240
PETE | 7901144 | 10.528.892 | FILTER, AIR, PANEL, HI-E 40 MEDIUM EFFICIENCY, 15 1/2 X 24 1/2 X 1 3/4 FIRE RETARDANT. "DO NOT SUBSTITUTE" | 203AHSWM01 | 3-1 ASH SLUICE PUMP MOTOR INCLUDES MOTOR AND CONTROLS. | HIE40 | 4FA58B | 202 | EA | 862.08
PETE | 5001039 | 10.528.896 | FILTER, REPLACEMENT, AIR-MAZE TYPE, FOR PETE #3 PRECIPITATOR FEEDER HOPPERS & PETE #3 & #4 IUCS/CSI FLYASH BLOWERS. | 203RWFAB00 | FLYASH BLOWER AND MOTOR (DUCON) | DA18826 | SB1CC5 | 8 | EA | 1000.69
PETE | 5706849 | 10.528.899 | FILTER-AIR, 1", FOR ASH FEED VALVE TO PADDLE MIXER/UNLOADER 4050, UCC DWG #5-1941-199, AT PETE 3&4 FLY ASH SILOS. . | 203AHFU031 | 3-1 ROTARY DUSTLESS UNLOADER | 44324-10 | 2FA11A7 | 1 | EA | 180
PETE | 7901188 | 10.528.900 | FILTER, FIBERGLASS AIR, 12" X 24" X 1", FOR UNIT #4 START-UP OFFICE, HVAC DUCT (12 PER CARTON) |  |  | FG12241N | 4FA58D | 22 | EA | 26.62
PETE | 7901572 | 10.528.901 | FILTER, CEM ROOM, 15X30 5/8X1, FACET-AIRE 3 F3-12 USED ON ALL 4 UNITS AT PETE. |  |  | FACET | 4FA58D | 55 | EA | 66
PETE | 7901236 | 10.528.904 | FILTER, AIR, MARK 7, SIZE 24"X24"X2", FOR PETE #4 HVAC SYSTEM. "DO NOT SUBSTITUTE" | 203RFF0000 | UNIT 3 SCRUBBER BOOSTER FAN SYSTEM | MARK 7 24X24X2 | 4FA58A | 48 | EA | 237.66
PETE | 5013526 | 10.528.905 | FILTER, AIR, 24 X 24 X 6, USED ON PETE 4 SCRUBBER OXIDATION AIR COMPRESSORS. | 204OACM401 | OXIDATION AIR COMPRESSOR 44-01 | 72537 | SB1EA6 | 48 | EA | 4114.6
PETE | 5602033 | 10.528.922 | FILTER, IN-LINE, TEE TYPE, WITH REMOVABLE FILTER, USED ON PETE 2&4 CAMMS SYSTEMS. | 204BFCMC00 | UNIT 4 BOILER FUEL SYSTEM CONTROLS (PULVERIZERS): INCLUDES ALL PULVERIZER CONTROLS: SECOAL AND FEEDERS NOT INCLUDED: | SS-85F4-140 | 1FA2E66 | 2 | EA | 565.62
PETE | 5305369 | 10.528.928 | FILTER, COLOR (RED), FSSS, FOR OIL IGNITORS, USED ON PETE #4 ABB C-E SVCS. BOILER FUEL IGNITION SYSTEMS. |  |  | 2G12 | 2FA25E29 | 22 | EA | 49.28
PETE | 5005447 | 10.528.935 | FILTER, PT #07F11A, FOR LIMEST PREP SYS-GR SPY MSTR CNTRL PANEL, RC #190-0089, SEQ. #7 USED ON PETE 4 SO2. | 204RPBMLO0 | BALL MILL LUBE SYSTEM | 07F11A | 4FA3B2 | 4 | EA | 118.84
PETE | 5706046 | 10.528.941 | DRIVE SHEAVE | 204RWDCS01 | IUCS/CSI ROTO-CLONE DUST COLLECTION SYSTEM FOR DUST COLLECTION OF CO-5A & CO-5B PUG MILL DUST COLLECTION ( NEW SYSTEM AT IUCS/CSI SEPT. 2018) | AEI-AXP-10067 | 2FA5I3 | 1 | EA | 495
PETE | 5601891 | 10.528.942 | MILL HOT AIR DAMPER BECK DRIVE UNIT, PETE 2, SPDT SWITCH/ADJUST, 120 VAC, CONTACTLESS POSITION SENSOR/4-20MA LOOP, SELF LOCKING, NON-COASTING BECK CONTROL MTR W/INSTANT MAGNETIC BRAKING, TOTALLY ENCLOSED, CAST, CRANK ARM W/ADJ RADIUS. | 202BFDAH01 | 2-1 PULV. HOT AIR DAMPER & DRIVE | 11-206 | SB1GD4 | 1 | EA | 5565
PETE | 5513834 | 10.528.950 | DRIVE, FEEDER, VARIABLE FREQUENCY, ADJUSTABLE SPEED, AC, MODEL M1450B, FOR PETE #3 & #4 S-E CO. VOLUMETRIC COAL FEEDERS. | 203BFCF001 | 3-1 COAL FEEDER ********SEE EQUIPMENT NOTES PAGE 6 ********** ***NUCLEAR DENSITY GAGE ATTACHED TO PIPING*** | V400574.B01 | 2FA15B12 | 2 | EA | 2778
PETE | 5009892 | 10.528.951 | GYRATOR, COMPLETE ASSY., W/ 5 HP MOTOR & 210TDZ FRAME, TEFC, 460/3/60, W/ ADP. PLATE; WGTS @ 120 DEG., FOR PETE #1 & #2 SCRUBBER LIMESTONE SILOS "ONLY". | 204SBVB405 | LIMESTONE SILO BIN ACTIVATOR SVB-44-05 | GYRA-TF-5120W |  | 0 | EA | 0
PETE | 5706071 | 10.528.958 | DRIVEN BUSHING | 204RWDCS01 | IUCS/CSI ROTO-CLONE DUST COLLECTION SYSTEM FOR DUST COLLECTION OF CO-5A & CO-5B PUG MILL DUST COLLECTION ( NEW SYSTEM AT IUCS/CSI SEPT. 2018) | AEI-AXP-10070 | 2FA5D11 | 1 | EA | 143
PETE | 5706231 | 10.528.962 | MEMBER, DRIVING, (2 PC.), W/ BOLTS, FOR PETE #3 & #4 IUCS/CSI PUGMILL MIXERS, 24" X 13'-6", EAGLE IRON WORKS MODEL BM-D28458, S/N 10149. | 203RWPM000 | PUG MILL | W-B6215 | SB3B2B5 | 2 | EA | 3414.77
PETE | 5005009 | 10.528.972 | ECCENTRIC REDUCING HOSE, 8"ID X 4"ID X 19" LONG. | 204RDDFP01 | P-406-1 DISPOSAL FEED PUMP, MOTOR & MOTOR SPACE HEATER | HOT080198 | SB1AB3 | 1 | EA | 2011
PETE | 5005716 | 10.528.980 | EJECTOR, SHAFT SLEEVE, FOR PETE #4 CSI THICKNER SUMP PUMP, WARMAN PUMPS MODEL 40PV-SPR. | 204RBSU041 | P404-1 FGD AREA DRAINAGE SUMP PUMP, LOCATED BETWEEN 4-2 ID FAN AND "C" QUENCHER SUMP | PV077C21 | 2FA16F48 | 1 | EA | 178.2
PETE | 5713403 | 10.528.984 | ELBOW, 30 DEG. 2 FT.-5 1/2" R (15-1/4" OD/ LINED W/12" ID ABRESIST WITH ROT. FLGS. BOTH ENDS, DWG. #AB-0097A & B FOR BOTTOM ASH LINE, UNIT 4. | 204AHPGD00 | BOTTOM ASH DISCHARGE PIPING. |  | SB1RD10 | 2 | EA | 2642
PETE | 5721090 | 10.528.985 | ELBOW, 90 DEG, 5" | 203AHPGEHD | ECONOMIZER HOPPER DISCHARGE PIPING AND WET LINE | 170267 | SB1RE9 | 1 | EA | 608
PETE | 5711811 | 10.528.990 | ELBOW, PIPING, 12" X 45 DEG. X 29-1/2" CENTERLINE RADIUS, ABRESIST LINED, W/ ROTATING FLANGES, 17-1/2" B.C., POS. #9, W/ 12 HOLES @ 7/8" DIA., REF. DETRICK DWG. #AB-0055, FOR PETE #3 BOTTOM ASH SYSTEM. | 203AH00000 | UNIT 3 ASH HANDLING SYSTEM |  | SB1QC9 | 2 | EA | 2808
PETE | 5003631 | 10.528.992 | ELL, FIBERGLASS, SIZE/TYPE- 2IN/90 DEG CONNECTION- BELL X FLANGE | 203RMPGTOA | "A" MODULE TRAPOUT TRAY PIPING AND VALVES. | P150 | SB3F1B3 | 2 | EA | 226.72
PETE | 5304807 | 10.529.001 | ELL, FUEL INLET, 22" COAL PIPE, CERAMIC LINED, FP-165, FOR PETE #3 & #4 ABB C-E SVCS. COAL PULVERIZER PIPING TO BOILER (A3, A5, B3, B4, B5 & B6), DWG. #0173-4E-4005-02. | 203BFPGP01 | 3-1 PULVERIZED FUEL PIPING FROM PULVERIZER DISCHARGE VALVE TO THE BOILER. | 992-096-01 | SB1QF11 | 1 | EA | 4641
PETE | 5304810 | 10.529.002 | ELL, FUEL INLET, 22" COAL PIPE, CERAMIC LINED, FP-54, FOR PETE #3 & #4 ABB C-E SVCS. COAL PULVERIZER PIPING TO BOILER (D2, D3 & D5), DWG. #0173-4E-4005-02. | 203BFPGP01 | 3-1 PULVERIZED FUEL PIPING FROM PULVERIZER DISCHARGE VALVE TO THE BOILER. | 3A-6026-CCER | SB1PF6 | 1 | EA | 4923
PETE | 5304813 | 10.529.003 | ELL, FUEL INLET, 22" COAL PIPE, CERAMIC LINED, FP-87, FOR PETE #3 & #4 ABB C-E SVCS. COAL PULVERIZER PIPING TO BOILER (A4 & A6), DWG. #0173-4E-4005-02. | 203BFPGP01 | 3-1 PULVERIZED FUEL PIPING FROM PULVERIZER DISCHARGE VALVE TO THE BOILER. | 3A-6272-ACER | SB1KF10 | 1 | EA | 3173
PETE | 5721035 | 10.529.008 | ELBOW, PIPING, 8" X 90 DEG., FOR PETE #4 TOP ASH SYSTEM, UCC DWG. #SK-1710-102. | 204AHEH000 | UNIT 4 ECONOMIZER ASH SYSTEM | 4-17951 | SB1QE10 | 2 | EA | 1015.26
PETE | 5706027 | 10.529.011 | ELBOW, 2", 45 DEGREE, BELL EPOXY GREENTHREAD, USED ON PETE 3&4 SILO UNLOADERS. | 203AHFU031 | 3-1 ROTARY DUSTLESS UNLOADER | SM022020-310-0 | 2FA15C13 | 4 | EA | 195.6
PETE | 5711318 | 10.529.012 | ELBOW, 12" 30 DEG SK-1710-66(2-17486). AS FURNISHED ON U.C.C. PO #54674-4.FOR ASH HANDLING SYS PETE #3. | 203AHPGFA0 | FLY ASH DISCHARGE PIPING TO SILO. | SK-1710-66 | SB1RD5 | 2 | EA | 1002.42
PETE | 5008545 | 10.529.017 | FITTING, TEFLON, 1/8" MPT X 1/8" T ELBOW, PRO2000W DILUTION PROBE, FOR PETE #3 CEM STACK PROBES. |  |  | 345-50022 | 1FA1D8 | 8 | EA | 144.16
PETE | 5003640 | 10.529.021 | ELL, FIBERGLASS, SIZE/TYPE- 6IN/45 DEG CONNECTION- BELL X BELL | 203RMPGTOA | "A" MODULE TRAPOUT TRAY PIPING AND VALVES. | P150 | SB3F1B3 | 2 | EA | 222.5
PETE | 5702159 | 10.529.022 | ELBOW, 9" - 45 DEG, DURITE, U.C.C. #9M4 1X1 FOR HTP BOTTOM ASH SYSTEM. | 203BCOMP01 | UNIT 3 FABRIC FILTER COMPARTMENT #1, CONTAINS 34 ROWS OF 40 FILTER BAGS SUPPORTED ON WIRE CAGES, TOTAL OF 1360 BAGS. BAGS ARE 29.75' LONG, 5" DIAMETER. COMPARTMENTS ARE NUMBERED SO. TO NO., EAST TO WEST, S.E. IS #1, N.E.. IS #2. 2PI-FF-1801 DIFF.PRESS.GA | 9M41X1 | SB1OC9 | 5 | EA | 2826.1
PETE | 5301181 | 10.529.052 | FOLLOWER, GLAND ITEM 40 DRAWING E 59215 REV 24 FOR T-30 M.K.11E COMBINATION RETRACTABLE/ WALL BLOWER W/DA HEAD #3 UNIT. | 203BSSBL01 | L-1 LONG RETRACT T 30 MARK 2 | 018929 | 1FA3E8 | 2 | EA | 59.78
PETE | 5711949 | 10.529.062 | FRAME, SLUICE GATE, 24" X 24", DWG. #5-2001-82/83, FOR PETE #3 BOTTOM ASH SYSTEM. | 203AHBD001 | 3-1 DEWATERING BIN, GATES AND SCREENS | 4-20434-11 | SB1BF8 | 1 | EA | 2208
PETE | 5003464 | 10.529.083 | FUSE, SUBMINIATURE, PLUG-IN TYPE, CERAMIC BODY 5 A, 125 V, FAST-ACTING, BUSS GMW-5 OR EQUAL. | 203RPBMSDG | UNIT 3 BALLMILL SLURRY DENSITY GAGE **CAUTION: THIS DEVICE IS NRC REGULATED ****** *******OBSERVE PROPER HANDLING PROCEDURES******* ********SEE PAGE 6 OF EQUIPMENT NOTES************ | GMW-5 | 2FA14F25 | 20 | EA | 105.2
PETE | 5617154 | 10.529.095 | FUSE, CARTRIDGE, BLADE, 150 A, 600 V, SEMICONDUCTOR, 1 1/2" X 5 1/5", BUSS KAC150 OR EQUAL. | 204ENPRCP1 | UNIT 4 PRECIPITATOR 4-1 (SOUTH) INCLUDES CONTROLS, TR SETS, VIBRATORS, RAPPERS, DOORS, LOCKS AND HIGH VOLTAGE BUSHINGS. *********CONFINED SPACE SEE NOTES PAGE 6********* | KAC-150 | 1FA5D12 | 1 | EA | 46.18
PETE | 5617284 | 10.529.126 | FUSE, CARTRIDGE, GLASS BODY, 5 A, 250 V, FAST-ACTING, 1/4" X 1 1/4", BUSS AGC-5 OR EQUAL. | 203RE00000 | UNIT 3 SCRUBBER ELECTRICAL SYSTEM | GGC-5 | 2FA23E26 | 20 | EA | 5.4
PETE | 5711235 | 10.529.178 | EXHAUSTER, 8" HYDROVEYOR #5-1601-12, AS FURNISHED ON U.C.C. P.O. 54674-4 FOR ASH HANDLING SYS PETE #3. | 203AHFAHP0 | PRECIP ASH HYDROVEYOR COMBINING TUBES AND NOZZLES |  | SB1RF6 | 1 | EA | 3696
PETE | 5301005 | 10.529.180 | EXTENDED NOZZLE ASSY FOR LOCATIONS 10&11, L&R | 203BSSBL10 | L-10 ECONOMIZER SOOT BLOWER IK-525 | 347660-000W-22-0-OAL | SB5C1A | 2 | EA | 4362.43
PETE | 6716697 | 10.529.199 | FACE, ROTATING, (ITEM #3 DURAMETALLIC DWG. #2D-91325), FOR DURAMETALLIC SINGLE INSIDE CARTRIDGE SEAL ON I-R CONDENSATE PUMPS (2-1 AND 2-2), TYPE 25APKD-8, S/N'S 067051 AND 067052, PETE #2. | 202CSCPP01 | 2-1 CONDENSATE PUMP |  | 2FA4A17 | 1 | EA | 228
PETE | 5002743 | 10.529.212 | FAN, AXIAL, 254MM, 115VAC, FOR HTP #2 PRECIPITATOR CONTROL CABINET & PETE #2 & #3 PRECIPITATOR COMPUTER CABINETS. | 203AHTA000 | UNIT 3 TOP ASH SYSTEM | MC21678 | 2FA11WALL | 11 | EA | 1303.72
PETE | 5002547 | 10.529.213 | FAN, CABINET, 115 VAC, W/ POWER CORD, ORION MODEL OA180AP, FOR PETE #4 PRECIPITATOR AVC CABINETS (KPC-2). | 204ENPRCP1 | UNIT 4 PRECIPITATOR 4-1 (SOUTH) INCLUDES CONTROLS, TR SETS, VIBRATORS, RAPPERS, DOORS, LOCKS AND HIGH VOLTAGE BUSHINGS. *********CONFINED SPACE SEE NOTES PAGE 6********* | 91B0864 | 2FA1WALL | 16 | EA | 1314.73
PETE | 5402759 | 10.529.217 | FASTENER KIT, CIRCUIT BREAKER, STYLE 3586A86G01, TYPE DS FOR 480V POWER CENTER WESTINGHOUSE BREAKERS TYPE DS206, DS416, DS420, UNIT #4. |  |  |  | 2FA24E19 | 4 | EA | 142.8
PETE | 5004082 | 10.529.218 | FASTENER, CHAIN, ITEM #60, P/N AC-3128-1-60 FOR 60 SERIES DAMPER, #3 UNIT SCRUBBER. MANUFACTURER PART NO = AC-3128-1-60 | 203RGMOD0A | FD60-A MODULE OUTLET DAMPER INCLUDES DRIVE UNIT, DAMPER, CHAIN AND ELECTRICAL CONTROLS. WIEGHT 1,560 LBS. | AC-3128-1-60 | SB3B1A7 | 4 | EA | 25.44
PETE | 5301003 | 10.529.223 | FEED TUBE, LOCATIONS 10&11, L&R | 203BSSBL10 | L-10 ECONOMIZER SOOT BLOWER IK-525 |  | SB5C2D | 2 | EA | 2800.72
PETE | 5721218 | 10.529.225 | FEEDER, GREASE, AUTOMATIC, FOR CLINKER GRINDER, EXCEN 33" X 30", {ALL-STAINLESS STEEL FLOATING SEAL}, USED ON PETE #2, #3 & #4 & EWS #7 BOTTOM ASH SYSTEMS. | 203AHBGG0A | UNIT 3 (A) BOTTOM ASH HOPPER GRINDER | 40716-4 | 4FA5F26 | 4 | EA | 141.84
PETE | 5301084 | 10.529.251 | GASKET, #41060 FOR T-30 MARK II RETRACTS PETE 3. | 203BSSBD07 | D-7 "D" ROW WALL SOOTBLOWER. | 41060 | 1FA3E6 | 2 | EA | 26.5
PETE | 5513706 | 10.529.252 | GASKET, FOR BOWL MILL PULVERIZER DRIVE & BOWL ASSY ABB COMBUSTION ENG, SIZE 903RP, UNIT 3. | 202BFCM001 | 2-1 PULVERIZER *** CONFINED SPACE ENTRY *** *** FOR PYRITE SECTION ONLY | 80-120-E | 1FA12A7 | 2 | EA | 126.28
PETE | 5701505 | 10.529.254 | GASKET, PT #SK-408259, FOR FLY ASH DIFFUSER (3-3802-1) PER U.C. DWG. 510-54411-4E, USED ON ELECTROSTATIC PRECIPITATOR DISCHARGE HOPPERS, EWS #7 & PETE 3&4 BAGHOUSE ASH SYSTEM. | 203BCOMP01 | UNIT 3 FABRIC FILTER COMPARTMENT #1, CONTAINS 34 ROWS OF 40 FILTER BAGS SUPPORTED ON WIRE CAGES, TOTAL OF 1360 BAGS. BAGS ARE 29.75' LONG, 5" DIAMETER. COMPARTMENTS ARE NUMBERED SO. TO NO., EAST TO WEST, S.E. IS #1, N.E.. IS #2. 2PI-FF-1801 DIFF.PRESS.GA | SK-408259 | 2FA11F57 | 63 | EA | 278.54
PETE | 5706832 | 10.529.255 | GASKET, USED ON PADDLE MIXER/UNLOADER 4050, DWG #5-6200-88-10, AT PETE 3&4 FLY ASH SILOS. | 203AHFU031 | 3-1 ROTARY DUSTLESS UNLOADER | 41037-1 | 2FA6A24 | 2 | EA | 13.9
PETE | 5711374 | 10.529.256 | GASKET, SK-408162 FOR 24" X 24" ASH SLUICE GATE (5-2001-82) AS FURNISHED ON U.C.C. P.O. 54674-4 FOR ASH HANDLING SYS PETE #3. | 203AHBD001 | 3-1 DEWATERING BIN, GATES AND SCREENS | SK-408162 | 1FA3F22 | 33 | EA | 29.37
PETE | 5004510 | 10.529.270 | GASKET KIT, DOOR, 21" X 33", FOR 18" X 30" DOOR, USED ON PETE #3 SCRUBBER MODULES. | 203RBSTM0A | A MODULE STRUCTURE | V-2133 | SB3E2B2 | 0 | EA | 0
PETE | 5601882 | 10.529.271 | GASKET REPLACEMENT KIT (11-200/300), 7 AMP, BECK DRIVE POSITIONERS, S/N 11-209-130823-26-0X CONTROL DRIVES, USED ON PETE 1 SOFA TILT & PETE 2 HOT AIR DAMPER DRIVES. | 202BFDAH01 | 2-1 PULV. HOT AIR DAMPER & DRIVE | 20-3110-02 | 4FA5C32 | 1 | LT | 10.9
PETE | 5706107 | 10.529.286 | GASKET, (BODY) IT #55, DWG.# A-17477, FOR 6" DEZURIK 3-WAY VALVE, PETE 3 MANUFACTURER'S PART NO 1006700 | 203RW00000 | UNIT 3 SCRUBBER WASTE SYSTEM (IUCS) |  | 2FA15D38 | 4 | EA | 4.08
PETE | 5304971 | 10.529.289 | GASKET, 1/8" THICK WOVEN FIBERGLASS, 24-3/4"OD X 21-1/4"ID, USED BETWEEN MULTIPORTS AND LOWER CONNECTION PETE 4 PULVERIZER DISCHARGE GATES. | 204BFCM001 | 4-1 PULVERIZER *** CONFINED SPACE ENTRY *** *** FOR PYRITE SECTION ONLY - SEE NOTES PAGE 6 *** |  | 4FA70A | 14 | EA | 1260
PETE | 5004523 | 10.529.291 | GASKET, 18" X .25", FOR PUMP TOWNLEY MFG CO, MODEL DRILLING RECYCLE, SIZE 150# MANUFACTURER PART NO = | 203RMNZR0A | "A" RECYCLE SPRAY NOZZLES AND PIPING. *** CONFINED SPACE ENTRY *** *** SEE NOTES PAGE 6 *** | 18X25 | SB3C2B7 | 12 | EA | 159.96
PETE | 5216280 | 10.529.292 | GASKET, 20 60 80 AE AP, FOR ENPRO, MODEL 7120HSAE PUMP, SIZE/DESC 4-1&2 SEAL SYSTEM MANUFACTURER PART NO = W206484-000, S/N J2257-60 |  |  | W206484-000 | 2FA9F22 | 4 | EA | 2.04
PETE | 5721092 | 10.529.293 | GASKET, 5" STEEL REINFORCED | 203AHPGEHD | ECONOMIZER HOPPER DISCHARGE PIPING AND WET LINE | 41023-2 | 1FA23C5 | 6 | EA | 168
PETE | 3908836 | 10.529.305 | GASKET, BONNET, FOR CRANE CO., MODEL 14IN., VALVE UNIT 3 BFP SUCTION |  |  |  | 4FA70D2 | 4 | EA | 155.2
PETE | 5008306 | 10.529.317 | GASKET, CLEAN OUT DOOR, 18" X 30" X 1/8", PLAIN NEOPRENE, W/ 28 - 1" DIA. BOLT HOLES, EQUALLY SPACED ON 27" BOLT HOLE CENTERS, FOR PETE #4 SCRUBBER ABSORBER FEED TANKS. | 204RMTKAFA | A ABSORBER FEED TANK *** CONFINED SPACE ENTRY *** *** SEE NOTES PAGE 6 *** |  | SB3O1WALL | 2 | EA | 88
PETE | 5005429 | 10.529.319 | GASKET, COPPER, FOR LUBRICATING PUMP GRACO, MODEL 203-869E MANUFACTURER PART NO = 160-671 | 204RPBMLO0 | BALL MILL LUBE SYSTEM | 160-671 | 2FA24F11 | 2 | EA | 3.44
PETE | 5216287 | 10.529.323 | GASKET, COVER, 20 AE AP, FOR ENPRO, MODEL 7120HSAE PUMP, SIZE/DESC 4-1&2 SEAL SYSTEM MANUFACTURER PART NO = W206504-000, S/N J2257-60 |  |  | W206504-000 | 2FA9D13 | 1 | EA | 8.57
PETE | 3907389 | 10.529.324 | GASKET, COVER, FOR CRANE, MODEL 12IN. 300LB, TYPE SWING CHECK VALVE MANUFACTURER PART NO = 153-231-018 | 204AHPGSPD | ASH SLUICE PUMP DISCHARGE PIPING | 153-231-018 | 4FA54A2 | 5 | EA | 475.4
PETE | 5004512 | 10.529.330 | GASKET, DOOR, DOOR SIZE 30 X 18, GASKET 33 X 21 IMTEC, UNIT PETE 3 SCRUBBER | 203RBSTM0A | A MODULE STRUCTURE | V-3321 | SB3E2B2 | 1 | EA | 270
PETE | 2901229 | 10.529.340 | GASKET, FLEX-PIPE, SIZE/RTNG- 12 300, STYLE- CG3S | 203AHSWP01 | 3-1 ASH SLUICE PUMP |  | 2FA10A | 8 | EA | 89.26
PETE | 7901149 | 10.529.357 | FILTER, PLEATED, 20" X 25" X 1". | 204ENPRCP1 | UNIT 4 PRECIPITATOR 4-1 (SOUTH) INCLUDES CONTROLS, TR SETS, VIBRATORS, RAPPERS, DOORS, LOCKS AND HIGH VOLTAGE BUSHINGS. *********CONFINED SPACE SEE NOTES PAGE 6********* | HI E 40 | 4FA58D | 262 | EA | 1486.52
PETE | 5003736 | 10.529.366 | FINGER, CONTACT P/N 71-240-055-509, IT#123 FOR SIEMANS-ALLIS 480V SWITCHGEAR LA-600 600A S/N S-84429A7 AND S-84429D5 UNIT #3 S02 S/N S-84429A7 & S-84429D5 | 203RELVS33 | BUS A S3-3 (THICKNER AREA) LDCTR INCLUDES BREAKERS, TRANSFORMERS, COOLING FANS AND ALL ASSOC. EQUIPMENT: | 71-240-055-509 | 2FA7F15 | 5 | EA | 163.75
PETE | 5216219 | 10.529.376 | FITTING, F-114 FOR ADVANCE CHLORINATOR- S/N 066310-1 MODEL 841 RATE 0-50 ON SEAL WATER SYS, UNIT 3 & 4 SER NO = 066310-1 |  |  | F-114 | 2FA18F46 | 1 | EA | 24.4
PETE | 5706486 | 10.529.377 | FITTING, DOUBLE BULKHEAD, FOR PETE #3 IUCS/CSI FLYASH SILO BAGHOUSE, UCC CONTRACT #X-M01. | 203AHFSDC0 | UNIT 3 FLYASH SILO DUST COLLECTOR *** CONFINED SPACE ENTRY *** | 907989 | 2FA6F11 | 2 | EA | 150
PETE | 5513805 | 10.529.379 | FITTING, GREASE, HOSE END, FOR PETE #3 & #4 VOLUMETRIC COAL FEEDERS, S-E CO. SHOP ORDER #5124-3-1-6. | 203BFCF001 | 3-1 COAL FEEDER ********SEE EQUIPMENT NOTES PAGE 6 ********** ***NUCLEAR DENSITY GAGE ATTACHED TO PIPING*** | V402151.B01 | 2FA15F22 | 6 | EA | 31.15
PETE | 3802237 | 10.529.389 | FIXTURE, HAZLUX 2 SERIES, HIGH INTENSITY DISCHARGE (HID), CONE TOP PENDANT, FOR PETE HIGH PRESSURE SODIUM LIGHTING. | 203ELSC003 | UNIT 3 SCRUBBER LIGHTINGING INCLUDES ALL UNIT 3 SCRUBBER LIGHTING (INDICATING LIGHTS NOT INCLUDED) | VA2 | 4FA72B3 | 6 | EA | 600.9
PETE | 5706866 | 10.529.394 | FLANGE KIT, 4", 150#, 316SS, USED ON PETE 3&4 FLYASH MIXER/UNLOADER. | 203AHFU031 | 3-1 ROTARY DUSTLESS UNLOADER | 0ID00148 | 2FA14G1 | 1 | EA | 870
PETE | 5003648 | 10.529.397 | FLANGE, 2" ABCO P150 FOR UNIT #3 SCRUBBER. | 203RMPGTOA | "A" MODULE TRAPOUT TRAY PIPING AND VALVES. |  | SB3F1B3 | 1 | EA | 64.06
PETE | 1906612 | 10.529.399 | FLANGE, 6" SLIP FIT P.V.C. SCH 80 FULL FACE USED ON PETE 3 & 4 SCRUBBERS. |  |  |  | SB3C1A6 | 3 | EA | 49.59
PETE | 5012061 | 10.529.400 | FLANGE, BOTTOM, NICKEL PLATED, W/O-RINGS, USED W/BAGHOUSE PULSE AIR SOLENOIDS | 203BHPLAIR | PARENT TO UNIT 3 FABRIC FILTER PULSE AIR HEADERS & VALVES, . | E267000 | SB1IE2 | 35 | EA | 9213.53
PETE | 1910732 | 10.529.409 | FLANGE, RFSO, NPS 4, 150#, SA-105, ASME/ANSI B16.5. | 203AHVY070 | COV-2070 BOTTOM ASH AND TOP ASH DRAIN VALVE. |  | 1FA16I5 | 39 | EA | 917.92
PETE | 1910984 | 10.529.410 | FLANGE, RFSO, NPS 8, 150#, SA-105, ASME/ANSI B16.5. | 203RPPGMS0 | MILL SLURRY PIPING **********SEE NOTES PAGE 6 ************** ***NUCLEAR DENSITY GAGE ATTACHED TO PIPING.*** |  | SB5A1B10 | 18 | EA | 1105.32
PETE | 1911561 | 10.529.414 | FLANGE, SOCKET WELD CARPENTER/ALLOY 20 S.S. 3", 4 HOLE 150#, FOR #3 COOLING TOWER ACID FEED PIPING. |  |  |  | 1FA16B13 | 4 | EA | 2517.44
PETE | 5711848 | 10.529.415 | FLANGE, STEEL, 12-3/4" I.D. X 1" THK., W/ 15-9/16" B.C., 12-HOLES @ 7/8" DIA., PER ABRESIST DWG. #06-4725, DETRICK DWG. #AB-0065, FOR PETE #1 & #2 BOTTOM ASH SYSTEMS. | 203AHPGFD0 | FLY ASH DISCHARGE PIPING DRY AND WET LINES (WET LINE TO BV-1) |  | SB5A1A6 | 1 | EA | 78
PETE | 5003653 | 10.529.421 | FLANGE, BELLED END, 10" DIA., 150#, FIBERGLASS, FOR PETE DEWATERING FILTRATE FILTER TANK INLET. | 203RMPGTOA | "A" MODULE TRAPOUT TRAY PIPING AND VALVES. | P150 | SB3F1C3 | 4 | EA | 2246.8
PETE | 5706025 | 10.529.422 | FLANGE, 2", BELL EPOXY, GREENTHREAD, USED ON PETE 3&4 SILO UNLOADERS. | 203AHFU031 | 3-1 ROTARY DUSTLESS UNLOADER | SM022020-170-0 | 2FA15B13 | 4 | EA | 126.8
PETE | 5003651 | 10.529.423 | FLANGE, 6" ABCO P150 FOR UNIT #3 SCRUBBER. | 203RMNZP0A | "A" PRESAT SPRAY NOZZLES AND PIPING.. *** CONFINED SPACE ENTRY *** *** SEE NOTES PAGE 6 *** | P150 | SB3F1B3 | 1 | EA | 104.7
PETE | 5721203 | 10.529.428 | FLAPPER, PUMP, 8", NATURAL BLACK RUBBER, FOR PETE #4 IUCS/CSI RETURN WATER PUMPS. | 204RDRWP01 | P412-1 RETURN WATER PUMP | 11231 | SB3B2B3 | 2 | EA | 594
PETE | 5601715 | 10.529.430 | FLASHER, PANALARM, PT.# 70-FP2, PART OF FURNACE SAFEGUARD SUPERVISORY SYS CE CONTR 173 PETE #3. |  |  |  | 2FA15A1 | 1 | EA | 132
PETE | 5005738 | 10.529.435 | FLINGER, PUMP, FOR PETE #4 IUCS/CSI THICKNER SUMP PUMP, WARMAN PUMPS MODEL 150SV-SPR. | 204RBSU101 | P410-1 DISPOSAL AREA DRAINAGE SUMP PUMP AND MOTOR LOCATED OUTSIDE BY #4 RETURN TANK | SVR184S44 | 2FA16H18 | 1 | EA | 122.01
PETE | 6716727 | 10.529.436 | FLINGER, P/N 0871A16X250A001-BUNAN CPN 60626447 USED ON PETE #4 SEAL WATERPUMPS TYPE 4X3X13 HOC2 S/N 0330-5167. |  |  | 0871A16X250A001-BUNAN | 2FA21E33 | 2 | EA | 12.64
PETE | 5706742 | 10.529.437 | FLINGER, DRIVE END, FOR PETE #4 DEWATERING PRIMARY HYDROCLONE & RECLAIM WATER PUMPS, WARMAN PUMPS MODEL 6/4EEAH. | 204RDDFP01 | P-406-1 DISPOSAL FEED PUMP, MOTOR & MOTOR SPACE HEATER | EEY184DE02 | 2FA6F54 | 2 | EA | 1633.88
PETE | 5302210 | 10.529.450 | GASKET, FEED TUBE FLANGE, FOR IK-300 MINI-LUBE BLOWERS,PETE #1, AT HTP FORIK SOOTBLOWERS, AT PK #13-14 BOILERS, & AT EWS #9 BOILER. | 203BSSBA01 | A-1 "A" ROW WALL SOOTBLOWER | 53A002350S | 1FA8E9 | 23 | EA | 304.29
PETE | 6716571 | 10.529.452 | GASKET, MAIN PARTING FLANGE, MATERIAL G107, FOR INGERSOLL RAND, SIZE 10DH-3, S/N 0280-148/149. | 204AHSWP01 | 4-1 ASH SLUICE PUMP | 251A11G1X2200X5500 | 4FA2A7 | 4 | EA | 276
PETE | 5706195 | 10.529.460 | GASKET, FULL FACE, TOWNIPRENE, 10" X 1/4" THK., " LOW TORQUE", FOR PETE #4 DEWATERING RECLAIM WATER & WASTE SLURRY PIPING. | 204RDPGDF0 | DISPOSAL FEED PIPING | P-GF10-0254 | 2FA10B | 4 | EA | 122
PETE | 5706191 | 10.529.461 | GASKET, FULL FACE, TOWNIPRENE, 3" X 1/4" THK., " LOW TORQUE", FOR PETE #4 DEWATERING RECLAIM WATER & WASTE SLURRY PIPING. | 204RDPGDF0 | DISPOSAL FEED PIPING | P-GF03-0252 | 2FA10B | 4 | EA | 80
PETE | 5706194 | 10.529.462 | GASKET, FULL FACE, TOWNIPRENE, 8" X 1/4" THK., " LOW TORQUE", FOR PETE #4 DEWATERING RECLAIM WATER & WASTE SLURRY PIPING. | 204RDPGDF0 | DISPOSAL FEED PIPING | P-GF08-0253 | 2FA10B | 6 | EA | 167.46
PETE | 5721051 | 10.529.465 | GASKET, BEARING HOUSING, FOR HOFFMAN CENTRIFUGAL BLOWERS #41B1 ON 4-1 & 4-2 FLUIDIZING BLOWER, S/N 0782005 & 0782006 PREC. ASH SYS., UNIT 4 UNITEDCONVEYOR P/N 062196 | 204AHFBP01 | 4-1 PRECIPITATOR FLUIDIZING BLOWER | 062196 | 2FA25C8 | 2 | EA | 14.8
PETE | 5004718 | 10.529.470 | MANWAY GASKET, USED ON BOOSTER FAN LUBE OIL SKIDS ACCESS HOLE COVER ON PETE 2 & 3. | 203RFBFLO1 | 3-1 BOOSTER FAN LUBE OIL SYSTEM | E-9.12.1 | 2FA1E11 | 2 | EA | 290
PETE | 5004717 | 10.529.471 | MANWAY GASKET, USED ON BOOSTER FAN LUBE OIL SKIDES, ACCESS HOLE COVER, PETE 2 & 3. | 203RFBFLO1 | 3-1 BOOSTER FAN LUBE OIL SYSTEM | LP2640-CMG | 2FA1E10 | 2 | EA | 350
PETE | 5711217 | 10.529.475 | GASKET, O-RING, INLET, FOR 8" DISC GATE (4-1908-127), USED ON PETE #3 & #4 ASH SYSTEMS. | 203AHTKP01 | 3-1 PYRITE HOPPER AND CATEGORY'S OF THE HOPPER | SK-9561-01-447 | 1FA3E14 | 3 | EA | 25.47
PETE | 5003673 | 10.529.476 | GASKET, BEARING END COVER COUPLING END, FOR PUMP GOULDS PUMPS, MODEL 3175M, SIZE 6 X 8 X 18 MANUFACTURER PART NO = 75771-5130 | 203RDRWP3A | P6-3A RECLAIM WATER PUMP INCLUDES PUMP, MOTOR AND CONTROLS | 75771-5130 | 2FA14F40 | 7 | EA | 21.7
PETE | 5004097 | 10.529.481 | GASKET, PUMP, 7-1/2" X 3" X 1/16", FOR 3" VERTICAL CANTILEVER SHAFT PUMP, USED ON PETE #4 SCRUBBER BALL MILL SLURRY SUMP PUMPS, LAWRENCE PUMPS MODEL, S/N 82745-1/-2, GARLOCK STYLE G17. | 204RBSUBM0 | BALL MILL AREA SUMP PUMP AND MOTOR LAP 4-1 | 252-103002-000 | 2FA8H8 | 2 | EA | 22.98
PETE | 6707454 | 10.529.491 | GASKET, DISCHARGE PIPE, FOR LAWRENCE PUMPS INC., 12" DDL DBL VOLUTE VERTICLE CANTILEVER SHAFT PUMP, S/N 71511, P/N = G-17. | 203AHRWP01 | 3-1 ASH SLUICE RETURN WATER PUMP | 252-112002-000 POS# G-17 | SB5A6B2 | 3 | EA | 159
PETE | 5005710 | 10.529.492 | GASKET, END COVER, FOR PETE #4 IUCS/CSI THICKENER SUMP PUMP, WARMAN PUMPS MODEL 40PV-SPR. | 204RBSU041 | P404-1 FGD AREA DRAINAGE SUMP PUMP, LOCATED BETWEEN 4-2 ID FAN AND "C" QUENCHER SUMP | PV025S14 | 2FA16E44 | 2 | EA | 37.44
PETE | 5003852 | 10.529.495 | GASKET, GLAND M.S., FOR PUMP WORTHINGTON PUMP, MODEL D1011, SIZE 3X1.5X8 MANUFACTURER PART NO = 390090 SER NO = Y674242, MAX PRESS 275, IMP DIA 7.3 | 203RMMUP01 | 3-1 SLUDGE TREATMENT PUMP INCLUDES PUMP, MOTOR AND CONTROLS | 390090-10 | 2FA14E57 | 3 | EA | 15
PETE | 5711804 | 10.529.496 | GASKET, PUMP, HAND HOLE COVER, FOR 4" JETPULSION PUMPS, USED ON PETE #3 & #4 BOTTOM ASH SYSTEMS. | 203AHFAHE0 | ECONOMIZER HYDROVEYOR AND COMBINING TUBE. | SK-408393 | 1FA3D40 | 5 | EA | 68.23
PETE | 6707452 | 10.529.498 | GASKET, HUB DISC, FOR 12" DDL DBL VOLUTE VERTICLE CANTILEVER SHAFT PUMP MANUFACTURER PART NO = G-12 | 203AHRWP01 | 3-1 ASH SLUICE RETURN WATER PUMP | 252-118002-100 | SB5A6B2 | 3 | EA | 192
PETE | 6706995 | 10.529.505 | GASKET, MATERIAL: NTL/SYN, USED ON #3 BOILER FEED PUMP. |  |  | 2584AGASKETY011-NTL/SYN | 2FA13E42 | 3 | EA | 71.55
PETE | 5003675 | 10.529.510 | GASKET, SIDEPLATE, .015" THICK, NON-ASBESTOS (ARAMID FIBER W/ EPDM RUBBER), ITEM 360P, FOR PETE #3 IUCS/CSI RECLAIM WATER PUMPS, GOULDS PUMPS MODEL 3175M, 6 X 8 X 18, S/N 237B948. | 203RDRWP3A | P6-3A RECLAIM WATER PUMP INCLUDES PUMP, MOTOR AND CONTROLS | 70782-63 | 2FA14D27 | 2 | EA | 18.08
PETE | 5711356 | 10.529.516 | GASKET, SEAT, FOR 1-1/2" VENT VALVE (4-1952-25), USED ON PETE #3 & #4 TOP ASH SYSTEMS, PER UC PO 54674-4. | 203AHFFA01 | A-1 PRECIP HOPPER AND NUVA FEEDER | SK-408508 | 1FA3F19 | 8 | EA | 20.8
PETE | 2004183 | 10.529.542 | FUSE, POTENTIAL TRANSFORMER, 5.5 KV MAX., 1E AMP, SINGLE BARREL, 8-1/8" CLIP SPACING, EJ-1, SIZE B, FOR PETE 4160KV SWITCHGEARS. |  |  | 9F60BDD001 | 1FA5H5 | 2 | EA | 201.5
PETE | 5609051 | 10.529.543 | FUSE, POWER, 1E, 7.2KV, PT# FU-100222-00, FOR BENSHAW 8,000 HP, 6900 V, REDUCED VOLTAGE SOFT START UNIT. | 203RFBF001 | 3-1 BOOSTER FAN INCLUDES FAN WHEEL, HOUSING, LUBE OIL SYSTEM AND BEARINGS. NEW FAN 2015 FOR ECC PROJECT. *** CONFINED SPACE ENTRY *** SEE NOTES PAGE 6 *** | FU-100222-00 | 2FA9A3 | 3 | EA | 2664
PETE | 5012605 | 10.529.547 | MAIN POWER FUSE, 230 AAC, USED ON UNIT 4, 2014, E.S.P. UPGRADE. POWER PLUS PARTS | 204ENP0000 | UNIT 4 PRECIPITATORS (PARENT) INCLUDES CONTROLS, TR SETS, VIBRATORS, RAPPERS, DOORS, LOCKS AND HIGH VOLTAGE BUSHINGS. *********CONFINED SPACE SEE NOTES PAGE 6********* | P38135 | 2FA21E45 | 6 | EA | 1290
PETE | 2001322 | 10.529.560 | FUSE, CARTRIDGE, 17.5A, 600V, DUAL-ELEMENT, TIME-DELAY / SLOW BLOW, LOW PEAK, CLASS J, 13/16" X 2-1/4", FOR PETE #3 PRECIPITATOR PURGE AIR BLOWERS. | 203ENPRCP2 | UNIT 3 PRECIPITATOR 3-2 (NORTH) INCLUDES CONTROLS, TR SETS, VIBRATORS, RAPPERS, DOORS, LOCKS AND HIGH VOLTAGE BUSHINGS. ***** CONFINED SPACE/SAFETY SEE NOTES PAGE 6 ***** | LPJ-17-1/2SP | 1FA5F19 | 6 | EA | 73.02
PETE | 5012625 | 10.529.577 | FUSE, CLASS CC, 600V, 1 AMP, USED ON UNITS 1 & 3, 2014, E.S.P. UPGRADE. PURGE AIR HEATING SYSTEM. | 203ENP0000 | UNIT 3 PRECIPITATORS INCLUDES CONTROLS, TR SETS, VIBRATORS, RAPPERS, DOORS, LOCKS AND HIGH VOLTAGE BUSHINGS. *********CONFINED SPACE SEE NOTES PAGE 6********* | FNQR1 | 2FA21E44 | 4 | EA | 45.18
PETE | 5002822 | 10.529.583 | FUSE, MIDGET, 3-2/10 A, 250V, TIME-DELAY, 13/32" X 1-1/2", BUSS FNM3 2/10 OR EQUAL. | 204RWSUF4B | P104B FILTRATE SUMP PUMP | X-276122 | 1FA5F3 | 7 | EA | 29.54
PETE | 5617702 | 10.529.584 | FUSE, MIDGET, TD, 600V, BUSS, FNQR 1.5, 10/BOX, USED IN RAPPER CONTROL CABINETS ON PETE 4 PRECIPITATOR ROOF. | 204PRCPRP1 | INCLUDES ALL (MATS), 4-1 ELECTROSTATIC PRECIPITATOR RAPPERS AND RAPPER CONTROLS, 400 COLLECTING PLATE RAPPERS, 8 PERF. PLATE RAPPERS, 64 RIGID DISCHARGE ELECTRODE RAPPERS. | FNQR1-1/2 | 1FA5E12 | 12 | EA | 137.64
PETE | 5617309 | 10.529.594 | FUSE, PT #11-108-45001 FOR COAL FEEDER SECOAL NUCLEAR MONITORS, PETE 3 & 4. | 203BFCFFND | COAL FEEDER NUCLEAR COAL FLOW DEVICES ON 3-1 THRU 3-6 COAL FEEDERS **CAUTION: THESE DEVICES ARE NRC REGULATED****** *******OBSERVE PROPER HANDLING PROCEDURES******* | 312.500 | 1FA5E10 | 51 | EA | 69.87
PETE | 4901177 | 10.529.599 | FUSE, 250 VOLT, 2 AMP, FOR MILL FIRE DETECTION SYSTEM. | 203BFCMCOM | UNIT 3 PULVERIZER FIRE PROTECTION CO MONITOR SYSTEM FOR UNIT #3 NEW SYSTEM ADDED SPRING OUTAGE 2006 | 502811003201 | 1FA11E9 | 1 | EA | 1.5
PETE | 5609046 | 10.529.612 | FUSE, CONTROL, 1A, 600V, PT# FU-757, FOR BENSHAW 8,000 HP, 6900 V, REDUCED VOLTAGE SOFT START UNIT. | 203RFBF001 | 3-1 BOOSTER FAN INCLUDES FAN WHEEL, HOUSING, LUBE OIL SYSTEM AND BEARINGS. NEW FAN 2015 FOR ECC PROJECT. *** CONFINED SPACE ENTRY *** SEE NOTES PAGE 6 *** | FU-757 | 2FA9E1 | 1 | EA | 11.17
PETE | 5609042 | 10.529.613 | FUSE, CONTROL, 5A, 600V, PT #FU-760, FOR BENSHAW 8,000 HP, 6900 V, REDUCED VOLTAGE SOFT START UNIT. | 203RFBF001 | 3-1 BOOSTER FAN INCLUDES FAN WHEEL, HOUSING, LUBE OIL SYSTEM AND BEARINGS. NEW FAN 2015 FOR ECC PROJECT. *** CONFINED SPACE ENTRY *** SEE NOTES PAGE 6 *** | FU-760 | 2FA9E1 | 1 | EA | 16
PETE | 6621215 | 10.529.614 | FUSE, CONTROLS, 5A, FOR MARK VI CONTROLS, USED ON EWS #7 & PETE #4 G.E. TURBINES, S/N 170 X 457 / 755. |  |  | 323A2357P1 | 2FA2E42 | 5 | EA | 31.15
PETE | 5503986 | 10.529.646 | GASKET, COUPLING, GRADE M, STYLE 41/44, FOR 36" VICTAULIC COUPLING, #36S/41-44 FSL 714 132028. | 201BFCM001 | 1-1 PULVERIZER *** CONFINED SPACE ENTRY * FOR PYRITE SECTION ONLY *** *** SEE NOTES *** | MP-5888-A | 1FA13G1 | 18 | EA | 10209.78
PETE | 2901166 | 10.529.649 | GASKET, COVER TO CHANNEL, SIZE 42 1/8" O.D. X 41 1/8" I.D. X 3/32" THK., FOR HEATERS #2-1A & #2-1B SWECO JOB #1174-1 & 1173-1, | 202CSDCHD0 | HDC-2-1 HEATER DRAIN COOLER | ABM79876 | 2FA10B | 5 | EA | 615.5
PETE | 2901167 | 10.529.652 | GASKET, DIAPHRAGM COVER, PER DETAIL C, DWG M79876 FOR HEATERS #2-1A & #2-1B, SWECO JOB #1174-1 & 1173-1, | 202CSDCHD0 | HDC-2-1 HEATER DRAIN COOLER | CBM79876 | SB5A2A7 | 2 | EA | 921.34
PETE | 5004514 | 10.529.654 | GASKET, DOOR, DOOR SIZE 32 X 20, GASKET 35 X 23 IMTEC, UNIT PETE 3 SCRUBBER | 203RBSTM0A | A MODULE STRUCTURE | V-3220 (ACTUAL SIZE 35'' X 23'') | SB3E2B2 | 0 | EA | 0
PETE | 5004511 | 10.529.655 | GASKET, DOOR, 28" X 52", FOR 24" X 48" DOOR, CODE 24 X 48-A-100, TYPE V ARRANGEMENT, DWG. #SD-85-3, IMTEC ORDER #7000, USED ON PETE #3 & #4 SCRUBBER PRESAT TANKS. | 203RBSTM0A | A MODULE STRUCTURE | V-2448 | SB3E2B2 | 3 | EA | 2421
PETE | 5711293 | 10.529.660 | GASKET, FEEDER, FOR 10" (LONG) BELLOWS EXPANSION JOINT (4-1730-238), USED ON PETE #3 & #4 FLYASH DIFFUSER FEEDERS, PER UC PO 54674-4. | 203AHFFA00 | "A" ROW PRECIP FEEDERS A-1 THRU A-8 | SK-408398 | 4FA54A6 | 8 | EA | 230.16
PETE | 5513796 | 10.529.661 | GASKET, FEEDER, END DOOR, FOR PETE #3 & #4 STOCK VOLUMETRIC COAL FEEDERS, S.E. CO. SHOP ORDER #5124-3-1-6. | 203BFCF001 | 3-1 COAL FEEDER ********SEE EQUIPMENT NOTES PAGE 6 ********** ***NUCLEAR DENSITY GAGE ATTACHED TO PIPING*** | 1W3188 | 1FA23D4 | 19 | EA | 2942.91
PETE | 2901132 | 10.529.670 | GASKET, FLEX-PIPE, SIZE/RTNG- 2 600, STYLE- CG-6G | 203BFWPP01 | 3-1 WARM-UP OIL PUMP |  | 2FA19G16 | 43 | EA | 101.05
PETE | 6001517 | 10.529.674 | FRAME, GASKET, FISHER PT #18A0749X012 FOR 4RP-12A, #4 INSTRUMENTS. MFG PART # 18A0749X012 |  |  | 18A0749X012 | 2FA24H6 | 4 | EA | 4.96
PETE | 5701195 | 10.529.684 | GASKET, HANDHOLE SECTION, 10" & 12", PETE 2&3 BAGHOUSE, UCC DWG #1-1715-63. | 203BCOMP01 | UNIT 3 FABRIC FILTER COMPARTMENT #1, CONTAINS 34 ROWS OF 40 FILTER BAGS SUPPORTED ON WIRE CAGES, TOTAL OF 1360 BAGS. BAGS ARE 29.75' LONG, 5" DIAMETER. COMPARTMENTS ARE NUMBERED SO. TO NO., EAST TO WEST, S.E. IS #1, N.E.. IS #2. 2PI-FF-1801 DIFF.PRESS.GA | 408405 | 2FA11C33 | 1 | EA | 16.3
PETE | 5711213 | 10.529.688 | GASKET, HOPPER, PYRITE, FOR PETE #3 & #4 BOTTOM ASH HOPPERS, PER UC PO 54674-4. | 203AHTKP01 | 3-1 PYRITE HOPPER AND CATEGORY'S OF THE HOPPER | SK-408204 | 1FA3B7 | 2 | EA | 102.21
PETE | 5004358 | 10.529.703 | GASKET, ITEM 49, FOR EURODRIVE INC, SIZE GASKET FL101/120 MANUFACTURER PART NO = 1007009 | 204RWVFFA1 | FL-101 VACUUM FILTER AGITATOR | 1007009 | 4FA4I8 | 25 | EA | 26.75
PETE | 5302117 | 10.529.704 | LANCE TUBE GASKET, FOR PETE #1 & #2 LONG RETRACTS, PER C-B CONTRACTS #Q-7180102 & #Q-4720201. | 203BSSBL10 | L-10 ECONOMIZER SOOT BLOWER IK-525 | BP305656-0117 | 1FA8E1 | 11 | EA | 64.51
PETE | 5706719 | 10.529.715 | GASKET, NEOPRENE, FOR PRIMARY HYDROCLONES, USED ON PETE #4 DEWATERING MILL SLURRY, KREBS CYCLONE MODEL GMAX6-3193, S/N G115252I THRU G115262I. | 272PH15252 | PH 44-1-1 PRIMARY HYDROCLONE | G7-1026-RN | SB1GE2 | 8 | EA | 88
PETE | 5305448 | 10.529.716 | GASKET, NOZZLE BREAKDOWN, FOR ABB COMBUSTION ENG SVCS, MODEL OIL GUN, UNITPETE 4 MANUFACTURER PART NO = 1G-6083. | 202BFWOG00 | WARMUP OIL GUNS LEVEL 1-2 | 1G-6083 | 2FA25G29 | 10 | EA | 88.66
PETE | 5711298 | 10.529.727 | GASKET, PIPING, FOR 12" MECH PIPE (SK-1701-157), USED ON PETE #3 & #4 BOTTOM ASH SYSTEMS. | 203AHPGFD0 | FLY ASH DISCHARGE PIPING DRY AND WET LINES (WET LINE TO BV-1) | 408519-4 | 4FA54A5 | 5 | EA | 126.98
PETE | 5702887 | 10.529.729 | GASKET, PIPING, 4", RUBBER, FOR EWS #6 & #7 & PETE #3 & #4 BOTTOM ASH SYSTEMS. | 203AHTKP01 | 3-1 PYRITE HOPPER AND CATEGORY'S OF THE HOPPER | 17061 | 1FA3H10 | 6 | EA | 84.48
PETE | 5711400 | 10.529.731 | GASKET, POKEHOLE (3-2715-23), PRESSURIZED, FOR PETE #3 & #4 BOTTOM ASH PYRITE HOPPERS, AS FURNISHED ON UCC P.O. 54674-4. | 203AHBAHA0 | UNIT 3 BOTTOM ASH SYSTEM A HOPPER AND ASSOCIATED EQUIPMENT | 408515 | 1FA3A13 | 2 | EA | 81.68
PETE | 5706149 | 10.529.736 | GASKET, REDUCER (BM-D24828), FOR 24" DIA. X 13'-6" LONG MIXER (BM-D28458), USED ON PETE #3 & #4 IUCS/CSI PUGMILLS, S/N 10149. | 203RWPM000 | PUG MILL | D07783 | 2FA15E40 | 1 | EA | 78.29
PETE | 6623946 | 10.529.740 | GASKET, RING, OUTER OIL DEFLECTOR, 36" ID X 41-1/2" OD X 1/16" THK., W/ 2 DOVETAIL JOINTS, GARLOCK 3000, SEQ. #950CA09, FOR PETE #4 G.E. TURBINE, S/N 170 X 755. |  |  | U654P275D3600 | 2FA20B2 | 3 | EA | 338.22
PETE | 3908661 | 10.529.743 | GASKET, FLEXITALIC, STAINLESS STL, SIZE - 1.9375 I.D. X 2.375 O.D. X .125 THICK, FOR HANCOCK 950 1.25-1.5 GATE VALVE, NON-ASBESTOS FILLER. | 204BSSBA01 | A-1 "A" ROW WALL SOOTBLOWER. |  | 2FA19F15 | 2 | EA | 16.52
PETE | 5706064 | 10.529.760 | GASKET, FOR NASH ENGINEERING CO., MODEL CL3002 PUMP | 203RWVP06A | P6A FILTER VACUUM PUMP |  | 2FA15A39 | 1 | ST | 30.32
PETE | 5711317 | 10.529.772 | GASKET, HANDHOLE, 12" & 10", FOR HANDHOLE SECTION (SK-1715-63 & 64), USED ON PETE #3 & #4 ASH SYSTEM, PER UC PO 54674-4. | 203AHPGFA0 | FLY ASH DISCHARGE PIPING TO SILO. |  | 1FA3C22 | 4 | EA | 31.56
PETE | 5216270 | 10.529.781 | GASKET, KRV-ALL, FOR ENPRO, MODEL 7120HSAE PUMP, SIZE/DESC 4-1&2 SEAL SYSTEM MANUFACTURER PART NO = W036290-CUO, S/N J2257-60 |  |  | W036290-CUO | 2FA9F20 | 1 | EA | 1.11
PETE | 5711331 | 10.529.788 | GASKET, NON-ASBESTOS, SK-40876 FOR 6" LINE AS FURNISHED ON U.C.C. P. O. 54674-4 FOR ASH HANDLING SYS PETE #3. |  |  |  | 1FA3C23 | 5 | EA | 28
PETE | 5711831 | 10.529.793 | GASKET, PIPING, RUBBER (BLACK), W/ CLOTH INSERT (16-5/8" OD X 12" ID X 1/8"), FOR PETE #3 & #4 BOTTOM ASH SYSTEMS. | 203AHBD001 | 3-1 DEWATERING BIN, GATES AND SCREENS |  | 2FA59A3 | 7 | EA | 345.32
PETE | 5503003 | 10.529.799 | GASKET, PROBE, HIGH TEMPERTURE, CERAMIC FIBER, 6" X 6", DWG W93200AC | 204BFCM001 | 4-1 PULVERIZER *** CONFINED SPACE ENTRY *** *** FOR PYRITE SECTION ONLY - SEE NOTES PAGE 6 *** | 399-214-02 | 1FA12B4 | 10 | EA | 243.35
PETE | 5711239 | 10.529.809 | GASKET, SK-17027 FOR AIR SEPARATOR (3-2611-79-80) AS FURNISHED ON UCC PO 54674-4 FOR ASH HANDLING SYS PETE #3. |  |  |  | 1FA3G7 | 2 | EA | 6.48
PETE | 5203259 | 10.529.816 | GASKET, TANK, FOR NASH, MODEL AT2004E, MANUFACTURER PART NO = 203-2 | 202CDVPP03 | 2-3 CONDENSER VACUUM PUMP INCLUDES 480V/MOTOR AND CONTROLS. | 203-2 | 2FA9D25 | 8 | EA | 15.2
PETE | 5216335 | 10.529.823 | GASKET, VALVE TO TUBE CYLINDER WALLACE & TIERNAN #P2519 FOR CHLORINATOR SYS. COMPONENTS - DWG. #P5781-700A REV. B USED ON UNIT 3 & 4 SEAL WATER SYS. |  |  | P2519 | 2FA18E42 | 15 | EA | 2.55
PETE | 5301853 | 10.529.824 | GASKET, VICTAULIC "E", USED ON UNIT 3 & 4 SOOTBLOWING AIR SUPPLY PIPING FOR 3" X 2 1/2" #750 COUPLING. |  |  |  | 1FA4G6 | 8 | EA | 87.76
PETE | 5706082 | 10.529.828 | GASKET, WHITE NITRILE RUBBER 60D STRIP, W/ 2 VULCANIZED JOINTS, 1/8" X 2" W X 60 FT., FOR DISCHARGE INLET & INSPECTION COVERS, FOR PETE #3 & #4 IUCS/CSI FLYASH & MIXER FEED CONVEYORS & PETE #2 APH SOOTBLOWERS & BOILER BURNERS. | 203RWLSC04 | CO-4 LIME SCREW CONVEYOR AND MOTOR |  | 2FA15B32 | 2 | RL | 1152.08
PETE | 5702771 | 10.529.832 | GASKET, RING, RUBBER, FOR 12" X 18" ACCESS DOOR, USED ON PETE #3 & #4 BOTTOM ASH SYSTEMS & SLAGHOPPER DOOR ON EWS 50 BOILER. | 203AHA0000 | UNIT 3 BOTTOM ASH TANK | 4125 | 1FA3A16 | 4 | EA | 214.19
PETE | 6707453 | 10.529.837 | GASKET, CASING, FOR LAWRENCE PUMPS, 12" DDL DBL VOLUTE VERTICLE CANTILEVERSHAFT, MANUFACTURER PART NO = 252-123812-000, S/N 71511 | 203AHRWP01 | 3-1 ASH SLUICE RETURN WATER PUMP | 252-123812-000 | SB5A6A2 | 2 | EA | 282.64
PETE | 5009411 | 10.529.846 | GAUGE, PRESSURE, 4-1/2", RANGE 0-100 PSI, 1/2" SS LMNPT, SAFETY GLASS, GLYCERIN FILLED, FOR PETE #1 & #2 SCRUBBER SLURRY DISCHARGE PUMPS. | 272AA90001 | AAS-900-01 PIPING, WASTE, DISCH. 120-1 SUMP PUMP TO UNIT 2 ABSORBER. | 45-1279SSL-04L-SG-NH-100 | 2FA22B2 | 2 | EA | 345.55
PETE | 6101104 | 10.529.849 | GAUGE, PRESSURE, RANGE- 0- 60 FACE/MATL- 4.5IN DIAL, CONNECTION- 0.25IN L | 204RWVP06A | 106A FILTER VACUUM PUMP MCC 101 VACUUM PUMP VP-106A | GAU-9834133-FS | 2FA22H4 | 5 | EA | 313.95
PETE | 5005524 | 10.529.854 | GAUGE, SIGHT GLASS, ASSY, FOR PETE #4 IUCS/CSI THICKENER, RESEARCH COTTRELL INC. MODEL CRG72-D. | 204RDTHDE0 | THICKNER DRIVE MAIN BULL GEAR | 61-549755 | 4FA2E26 | 1 | EA | 90
PETE | 5002566 | 10.529.857 | GAUGE, THERMOMETER, LIQUID TEMPERATURE, DIRECT MOUNT, RANGE 0-160 C., W/ CONNECTOR & 30" CABLE LEAD, FOR CONTROL & ALARM FUNCTIONS, QUALITROL MODEL 165, USED ON PETE #4 PRECIPITATOR WESTINGHOUSE TRANSFORMER / RECTIFIER. |  |  | 165-50A | 2FA21I9 | 1 | EA | 344.87
PETE | 5706483 | 10.529.859 | GAUGE, PHOTOHELIC, FOR PETE #3 IUCS/CSI FLYASH SILO BAGHOUSE, UCC CONTRACT #X-M01. | 203AHFSDC0 | UNIT 3 FLYASH SILO DUST COLLECTOR *** CONFINED SPACE ENTRY *** | 906624 | 2FA6A1 | 2 | EA | 1292
PETE | 5301724 | 10.529.862 | GEAR, FOR ROTARY GEARBOX FOR WALL BLOWER COPES-VULCAN, MODEL RW-6E LEFT HAND UNIT MANUFACTURER PART NO = 195430 | 204BSSBA01 | A-1 "A" ROW WALL SOOTBLOWER. | 195430 | 2FA19D4 | 6 | EA | 97.02
PETE | 5706128 | 10.529.875 | GEAR, HELICAL, FOR BM-D24828 REDUCER, USED ON 24" DIA. X 13'-6" LONG MIXER, #BM-D28458, S/N 10149, FOR PETE #3 & #4 SLUDGE WASTE TREATMENT, MFT. P/N B7751. | 203RWPM000 | PUG MILL | B7751 | SB3C1A1 | 0 | EA | 0
PETE | 5711745 | 10.529.876 | GEAR, HIGH SPEED,FOR FMC-LINK BELT SIZE AND MODEL DDFF-73 INTERDRIVE, USEDFOR CLINKER GRINDER DRIVE UNIT, UNIT 3, MANUFACTURER PART NO. 1773X274-1. |  |  |  | 1FA3H23 | 1 | EA | 301.74
PETE | 5711743 | 10.529.877 | GEAR, LOW SPEED, FOR FMC LINK-BELT SIZE & MODEL DDFF-73, INTERDRIVE, USED ON CLINKER GRINDER DRIVE UNIT, UNIT 3, MANUFACTURER PART NO. 1771X1-1. |  |  |  | 1FA3H22 | 1 | EA | 419.9
PETE | 5607193 | 10.529.880 | GEAR, ROCKER PLATE SHAFT WORM, ITEM #T4-186, USED ON CRANE TELEDYNE MOTORIZED VALVE OPERATORS, FOR CRANE TELEDYNE VALVE CAT. #T-4-02, SO #950048, SER. |  |  |  | 2FA7F5 | 3 | EA | 147.42
PETE | 5005210 | 10.529.889 | GEAR, SPIRAL BEVEL, FOR CHEMINEER MIXERS, MODEL 2-HTD-3, SIZE/DESC PETE 4 MANUFACTURER PART NO = 23028-950A | 204RBSM401 | S401 FGD AREA DRAINAGE SUMP MIXER & MOTOR | PT# 23028-950A | 4FA2F17 | 1 | EA | 367
PETE | 5713485 | 10.529.893 | GEAR RACK ASSY., CRAMER #10155 3/8 TO 1 RATIO USED ON PETE #4 PRECIPITATORTOP ASH CYCLE TIMER. |  |  | 350505-3/8 | 2FA21E3 | 3 | EA | 48.09
PETE | 5721632 | 10.529.894 | GEAR REDUCER, W/ C- FACE STD. ADAPTER TO FIT 10 HP MOTOR W/ 215TC FRAME, AGMA LOAD CLASS: III, S.F. 2.83, 1750 RPM INPUT, 55 RPM OUTPUT, FOR DRIVE ASSEMBLY, USED ON PETE #3 BOTTOM ASH GRINDERS. | 203AHBGG0A | UNIT 3 (A) BOTTOM ASH HOPPER GRINDER | 354443-3-1 | SB1BB6 | 2 | EA | 17116
PETE | 5706466 | 10.529.896 | REDUCER, GEAR, 56C STANDARD DUTY, FOR DUAL DIRECTION HOPPER POSITIONER, USED ON PETE #3 IUCS/CSI TRAIN FLYASH LOAD-OUT STATION, DCL MODEL #HPD6X2-251-M1Q1P1, JOB #J015719, S/N 20578007, TAG #M006. | 203RWTLS01 | UNIT 3 FLYASH SILO DCL TRAIN LOADOUT STATION | BMQ826-60-L-56 | 2FA6G5 | 1 | EA | 375
PETE | 5009748 | 10.529.897 | REDUCER, GEAR, HELICAL, FOR INTERDRIVE, USED ON PETE #3 & #4 PUGMILL MIXERS. | 203RWPM000 | PUG MILL | BM-D 36852 |  | 0 | EA | 0
PETE | 5714325 | 10.529.899 | REDUCER, GEAR, SPEED, 28.24 :1 RATIO, FALK MODEL 2145Y, FOR DRIVE PULLEY, USED ON PETE 3A COAL CONVEYOR. |  |  | 2145YT2 | SB5B | 1 | EA | 57135.9
PETE | 5301196 | 10.529.900 | GEAR, FOR COMBINATION RETRACTABLE WALL BLOWER COPES-VULCAN, MODEL MK-II, TYPE W/DA HEAD MANUFACTURER PART NO = 59437 | 203BSSBL01 | L-1 LONG RETRACT T 30 MARK 2 | 59437 | 1FA3E10 | 2 | EA | 198
PETE | 5301232 | 10.529.901 | GEAR, SPUR, FOR COMBINATN RETRACTABLE WALL BLOWER COPES-VULCAN, MODEL MK-II, TYPE W/DA HEAD MANUFACTURER PART NO = 13566 | 203BSSBL01 | L-1 LONG RETRACT T 30 MARK 2 | 13566 | 1FA3F10 | 2 | EA | 70
PETE | 5301077 | 10.529.905 | GEAR, WORM, FOR WALL BLOWER COPES-VULCAN, MODEL RW-5E MANUFACTURER PART NO= 21142 | 203BSSBA01 | A-1 "A" ROW WALL SOOTBLOWER | 21142 | 1FA3E4 | 2 | EA | 102.68
PETE | 5301179 | 10.529.908 | GEAR, WORM (BRONZE) FOR COMBO RETRCTBL WALL BLOWER COPES-VULCAN, MODEL MK-II, TYPE W/DA HEAD. | 203BSSBL01 | L-1 LONG RETRACT T 30 MARK 2 | CBA031228 | 1FA3C8 | 2 | EA | 353.62
PETE | 5301733 | 10.529.909 | WORM, LEFT HAND, FOR ROTARY GEARBOX, FOR COPES-VULCAN, MODEL RW-6E BLOWER,USED PETE 4 MANUFACTURER PART NO = 195411 | 204BSSBA01 | A-1 "A" ROW WALL SOOTBLOWER. | 195411 | 2FA19H8 | 6 | EA | 175.02
PETE | 5008039 | 10.529.910 | WORM, GEAR, 90T, LH, FOR FILTER DRUM, USED ON PETE #4 CSI VACUUM FILTERS, FL-102 (RH), DORR-OLIVER S/N CSP0000252-1. | 204RWVFFL2 | FL 102 VACUUM FILTER ***CONFINED SPACE ENTRY*** ***SEE NOTES PAGE 6*** | C2B9L | 2FA17H1 | 1 | EA | 3598
PETE | 5301773 | 10.529.911 | GEAR, WORM, FOR TRAVERSING GEAR BOX ON WALL BLOWER COPES VULCAN INC, MODELRW-6E MANUFACTURER PART NO = 182503 | 204BSSBA01 | A-1 "A" ROW WALL SOOTBLOWER. | 182503 | 2FA19D8 | 6 | EA | 349.26
PETE | 5008046 | 10.529.912 | WORM, SHAFT, LH- H&G, FOR FILTER DRUM, USED ON PETE #3 IUCS/CSI VACUUM FILTERS, KOMLINE-SANDERSON, S/N KDF1289 & 1290. | 203RWVFFL2 | FL-2 VACUUM FILTER ***CONFINED SPACE ENTRY*** ***SEE NOTES PAGE 6*** | 43A1505 | SB3C1A1 | 1 | EA | 5159
PETE | 5004329 | 10.529.914 | GEAR, ITEM 60, A-DRIVEN, FOR ACRISON INC, MODEL 203B105ZN, UNIT PETE 3 MANUFACTURER PART NO = 62, S/N 65968 | 203RPWFB00 | LIMESTONE WF BELT, REDUCER, & ROLLERS M1-3. | 62 | 4FA3E20 | 1 | EA | 56.58
PETE | 5005129 | 10.529.915 | GEAR, CHANGE, FOR PETE #4 SCRUBBER CHEMINEER REAGENT FEED TANK MIXERS, MODEL 7-HTD-25. | 204RPRFMX1 | REAGENT FEED TANK MIXER MX-404-1 | 2030-106J / FIG 21 | 4FA3E5 | 0 | EA | 0
PETE | 6006420 | 10.529.919 | GEAR, IDLER, FOR 10263/5 HONEYWELL ACTUATOR, USED ON PETE #3 & #4 L & N COMBUSTION CONTROL SYSTEMS. | 203BFDAC01 | 3-1 PULV COLD AIR DAMPER | 309654 | 1FA1E36 | 2 | EA | 521.6
PETE | 6006573 | 10.529.922 | GEAR, MOTOR, DAMPER, FOR HOT & COLD AIR DAMPERS, USED ON PETE #3 COAL PULVERIZERS. |  |  | 309571 | 1FA1E44 | 9 | EA | 1537.65
PETE | 5009960 | 10.529.926 | GEARBOX REDUCER, BREVINI PT #SC8504/FS/310, 04/360TC/448J43GU100 B3D, INCLUDES 360TC MOTOR ADAPTER, SHRINK DISC 448J43GU100, 6LT, EXP TANK & PLUMBING DWG# DIU000674 & DWG# DEU000164, S/N 1320804 FOR PETE 4 GYPSUM FILTER DRIVE GEARBOX. | 272GDF0400 | GDF 44-04 GYPSUM DEWATERING FILTER |  | SB1ME9 | 1 | EA | 26870.35
PETE | 5714019 | 10.529.928 | GEARBOX REDUCER, S/N VA0356253, USED ON PETE 44-16 STACK OUT CONVEYOR. | 272CNV0160 | CNV 44-16 GYPSUM STACKOUT CONVEYOR | CHMMS10-6190Y-R2SB-71 | SB1ID7 | 1 | EA | 8175.72
PETE | 5004361 | 10.529.932 | GEARBOX, COMPLETE, 70.6:1 RATIO, 25 RPM OP SPEED, OP SHAFT W/ 2830 RIDGID COUPLING, 75 HP MOTOR, C-FACED FRAME, 3PH, 60HZ, 230/460VAC, 1800 RPM, MILL/CHEMICAL DUTY, PREMIUM EFFICIENCY, FOR PETE #3 SCRUBBER RECYCLE TANK AGITATORS. | 203RMMX00A | A1-3-A RECYCLE TANK AGITATOR. INCLUDES MOTOR, GEARBOX, SHAFT, MIXER BLADES AND CONTROLS. | 12VB3-PTO |  | 0 | EA | 0
PETE | 5706642 | 10.529.933 | GEARBOX, W/ DRIVESHAFT, 7080 SERIES, 71.6:1 RATIO, 1800 RPM INPUT, 25 RPM OUTPUT, CW ROTATION, FOR PETE #4 DEWATERING SURGE TANK AGITATOR (GSA 44-1). | 272GSA4100 | GSA 44-01 GYPSUM SURGE TANK AGITATOR | LIGHTNIN 75Q25 | SB1NF10 | 1 | EA | 66155
PETE | 5009997 | 10.529.935 | GEARBOX, HELICAL FLAT, FOR PETE 4 GYPSUM SUMP. | 272DSA4200 | DSA 44-2 DEWATERING SUMP #2 AGITATOR | 20184306 | SB1AC1 | 1 | EA | 9100
PETE | 5301105 | 10.529.936 | GEARBOX, MAIN, TRAVERSING, FOR COPES VULCAN INC, MODEL MK-II RETRACTS. | 203BSSBL01 | L-1 LONG RETRACT T 30 MARK 2 | 032789 |  | 0 | EA | 0
PETE | 5006978 | 10.529.957 | ACCESS DOOR GASKET, USED ON PETE 4, A,B&C TOWER HYDRAULIC SYSTEM. (TANK OPERATES HYDRAULIC VALVE OPERATORS) | 204RDHOS0A | A TOWER HYDRAULIC SYSTEM ,TANK OPERATES HYDRAULIC VALVE OPERATORS ON A TOWER | HYDR_GK-14 | 2FA23E19 | 8 | EA | 133.44
PETE | 5504408 | 10.529.961 | GASKET, BOILER, SPLIT COLLAR, #11, 21-1/4" ID X 25-1/2" OD, 1/8" THICK, 607MAX PAPER, CRANEGLASS 230, FOR COAL PIPING, USED ON PETE #3 & #4 PULVERIZER DISCHARGE VALVE TO BOILER, C-E CONTRA. #00173. |  |  | 992-472-AL | 4FA51A1 | 35 | EA | 1009.4
PETE | 5613374 | 10.529.979 | GASKET, PRESSURE SEAL, FOR SUPERHEAT SPRAYWATER BYPASS VALVE, ROCKWELL EDWARDS, MODEL 2016Y PSLA32 SIZE 4", AREA PETE 3 MANUFACTURER PART NO = 413729 |  |  | 413729 | 1FA3D63 | 2 | EA | 317.4
PETE | 6625271 | 10.530.001 | GASKET, VENTILATOR VALVE, CYLINDER HEAD, FOR PETE #4 G.E.TURBINE, S/N 170 X 755. |  |  | 297A1291P0001 | 2FA25C35 | 1 | EA | 11.96
PETE | 5702850 | 10.530.006 | GASKET, NEOPRENE, 1/4" THICK, FOR UCC 33" X 30" EXCEN-CRUSHER ASH GRINDERS, USED ON EWS #7 & PETE #2, #3 & #4 BOTTOM ASH SYSTEMS. | 203AHBGG0A | UNIT 3 (A) BOTTOM ASH HOPPER GRINDER | 6246 | SB5A1A10 | 3 | EA | 263.91
PETE | 5702889 | 10.530.020 | GASKET, RUBBER, 8", FOR PETE #2, #3 & #4 & EWS #7 BOTTOM ASH SYSTEMS, PER UC DWG. 510-54411-1D,-2,-3,-4,-5E. | 203AHEB000 | "B" ASH HOPPER HYDRO-EJECTOR LOCATED AT "B" ASH HOPPER AT BOTTOM OF DOGHOUSE. | SK-17064 | 1FA3I4 | 10 | EA | 205.05
PETE | 5701013 | 10.530.039 | GASKET, CONNECTION, 12", TYPE B, SILICONE RUBBER, NUVALOY, FOR PETE 2&3 BAGHOUSE, UCC DWG #2-1701-327-3L. | 203BCOMP01 | UNIT 3 FABRIC FILTER COMPARTMENT #1, CONTAINS 34 ROWS OF 40 FILTER BAGS SUPPORTED ON WIRE CAGES, TOTAL OF 1360 BAGS. BAGS ARE 29.75' LONG, 5" DIAMETER. COMPARTMENTS ARE NUMBERED SO. TO NO., EAST TO WEST, S.E. IS #1, N.E.. IS #2. 2PI-FF-1801 DIFF.PRESS.GA | 17066-1 | 2FA11H30 | 4 | EA | 214
PETE | 5305109 | 10.530.040 | CONNECTOR GASKET, EXACTA EPSA-0003, PART OF THE VORTEX BODY ASSEMBLY 3 DEG., PART FOR EXACTA VISIBLE LIGHT FLAME SCANNER ASSEMBLY, FOR GAS FUEL SYSTEM | 204BFFSMAG | UNIT 4 FLAME SCANNER SYSTEM DETECTOR, TIPS, NOZZLES, TUBES AND ELECTRONICS | EPSA-0003 | 2FA11F19 | 10 | EA | 60.9
PETE | 5005433 | 10.530.047 | GUIDE, DISPLACEMENT TUBE, NULON, FOR LUBRICAT PUMP GRACO, MODEL 203-869E MANUFACTURER PART NO = 160-678 | 204RPBMLO0 | BALL MILL LUBE SYSTEM | 160-678 | 2FA24F12 | 17 | EA | 106.25
PETE | 5714317 | 10.530.048 | GUIDE, ROLLER, FOR STEPHENS-ADAMSON M/N 4205-35-30H IDLER ASSY ON PETE COAL CONVEYORS. | 204RWCB05B | CO-5B PRODUCT TRANS CONVEYOR. | AD-IDL-09-02-00 | 2FA1H1 | 10 | EA | 603.5
PETE | 5225401 | 10.530.051 | GUIDE, CHECK VALVE, FOR PETE #4 PULSAFEEDER PHOSPHATE PUMP #8480-S-E, S/N 8313581 S.S. DIAPHRAGM. |  |  | W202172-316 | 2FA18E15 | 2 | EA | 155
PETE | 5005461 | 10.530.057 | GYRATOR, COMPLETE ASSY., W/ 3 HP MOTOR. FOR BIN ACTIVATOR, USED ON PETE #3 & #4 SCRUBBER LIMESTONE SILOS "ONLY", S/N 761301. | 203RPRFLBA | LIMESTONE BIN ACTIVATOR/GYRATOR |  | SB1MA3 | 4 | EA | 57292
PETE | 5008601 | 10.530.058 | HAMMER, AIR CAULKING, FOR 4 FILTER DRUMS FOR PETE 3 IUCS. | 203RWVFFL1 | FL-1 VACUUM FILTER ***CONFINED SPACE ENTRY*** ***SEE NOTES PAGE 6*** | P009009-009-109-010 | 2FA19A28 | 1 | EA | 886.82
PETE | 5706032 | 10.530.084 | BALL MOUNTING HARDWARE, FOR PETE #3 IUCS FLYASH TRUCK LOADING PLATFORM. | 203RWTP100 | FLY ASH TANKER TRUCK ACCESS SAFETY PLATFORM. | 9512K21 | 2FA15E28 | 4 | EA | 22.48
PETE | 5305533 | 10.530.087 | HEI WIRE TRAIN ASSEMBLY, 30 FT LONG, USED ON PETE 1,2,3, 4 - 6" EDDY PLATE SIDE IGNITOR W/SCANNER. | 203BFOS000 | UNIT 3 BOILER IGNITION SYSTEM | EPSD-0305-3 | 2FA25I5 | 1 | EA | 560
PETE | 5301047 | 10.530.089 | ASSEMBLY, DVT HEAD, FOR RW5E WALL BLOWERS AND T-30 MARK II RETRACTS, PETE #3. | 203BSSBA01 | A-1 "A" ROW WALL SOOTBLOWER | 059965 |  | 0 | EA | 0
PETE | 5305998 | 10.530.096 | HEAD, EXACTA FLAME SCANNER, W/ FIBER OPTIC, FOR PETE #1, #2 & #4 MAIN FLAME SCANNERS, ABB C-E SVCS. LIMELIGHT MODEL. | 204BFFSMAG | UNIT 4 FLAME SCANNER SYSTEM DETECTOR, TIPS, NOZZLES, TUBES AND ELECTRONICS | EXACTA ESH-700-VL-FO | 2FA11C3 | 5 | EA | 4821.94
PETE | 5004608 | 10.530.098 | HEAD, SENSOR, W/25 FT. SHIELDED CABLE, (EXCLUDING UNIVERSAL MOUNTING BRACKET), FOR TECTRON ENGINEERING, MODEL METAL, STYLE DETECTOR MANUFACTURER PART NO = P-510-1 | 204RPCVBMD | LIMESTONE CONVEYOR METAL DETECTOR SHUTS #2 LIMESTONE BELT DOWN IF METAL IS DETECTED | P-510-1 | 2FA16E48 | 1 | EA | 310
PETE | 5015065 | 10.530.104 | HEATER BUNDLE, 20", EXCHANGER, FOR PETE UNIT 3 VFD. |  |  |  | SB1DF9 | 1 | EA | 46370
PETE | 5501202 | 10.530.105 | HEATER, #T3.72A., SYMBOL OL, P/N 14-213-754-020 FOR AC 4160 V. SWITCH GEAR, COAL HANDLING EQUIP. |  |  |  | 2FA1E18 | 2 | EA | 2.56
PETE | 5402941 | 10.530.111 | HEATER, OVERLOAD I.T.E. CAT #G30T22 FOR SERIES 5600 M.C.C.S PETE #3. |  |  | G30T22 | 2FA7E21 | 6 | EA | 66.66
PETE | 5402153 | 10.530.113 | HEATER, OVERLOAD, ITE CAT. #G30T28 FOR SERIES 5600 M.C.C.S PETE #3. |  |  |  | 2FA7E22 | 3 | EA | 7.95
PETE | 5402160 | 10.530.114 | HEATER, OVERLOAD, ITE CAT. #G30T44 FOR SERIES 5600 M.C.C.S PETE #3. |  |  |  | 2FA7E24 | 3 | EA | 11.79
PETE | 5402164 | 10.530.115 | HEATER, OVERLOAD, ITE CAT. #G30T52 FOR SERIES 5600 M.C.C.S PETE #3. |  |  |  | 2FA7F20 | 9 | EA | 17.64
PETE | 5402624 | 10.530.120 | HEATER, THERMAL OVERLOAD TRIP, NO. MSH2.3A MOTOR FULL LOAD CURRENT 1.84-1.99. |  |  |  | 2FA7E44 | 3 | EA | 14.19
PETE | 5002009 | 10.530.126 | HEATER, CIRCULATION, W/INDUSTRIAL QUICK SHIP PANEL, INDEECO SERIES 350, 40KW/18 ELEMENTS, HORIZONTAL MOUNT, 460V/3 PHASE, ELEMENTS DIA .475"/INCOLY 800/20 WATT PER INCH/2, DESIGN PRESS 160 PSI/DESIGN TEMP 250 FOR PETE 3 PRECIPITATORS. | 203ENPRCP1 | UNIT 3 PRECIPITATOR 3-1 (SOUTH) INCLUDES CONTROLS, TR SETS, VIBRATORS, RAPPERS, DOORS, LOCKS AND HIGH VOLTAGE BUSHINGS. ***** CONFINED SPACE/SAFETY SEE NOTES PAGE 6 ***** | 350-291355 | SB1FF3 | 2 | EA | 15068.8
PETE | 7901562 | 10.530.128 | HEATER, UNIT, 50 KW, CHROMALOX ELECTRIC #MUH-50-4 W/BUILT IN THERMOSTAT #MT-2, W/MOUNTING BRACKETS #MMB-50, 480 VOLT, USED FOR PETE PLANT HEATING. | 203RBBHPH0 | PUMPHOUSE HEATERS (RECYCLE ALLEY) | MUH-50-4, MT-2, MMB-50 | SB1HC2 | 1 | EA | 4977.42
PETE | 5012688 | 10.530.129 | FAN HEATER ( COMBINATION), 120VAC, 400 WATT, STEGO HVL 031, USED ON PETE UNITS 2 & 3 BAGHOUSE ASH SYSTEM FILTER/SEPERATOR CONTROL PANEL | 203BCOMP01 | UNIT 3 FABRIC FILTER COMPARTMENT #1, CONTAINS 34 ROWS OF 40 FILTER BAGS SUPPORTED ON WIRE CAGES, TOTAL OF 1360 BAGS. BAGS ARE 29.75' LONG, 5" DIAMETER. COMPARTMENTS ARE NUMBERED SO. TO NO., EAST TO WEST, S.E. IS #1, N.E.. IS #2. 2PI-FF-1801 DIFF.PRESS.GA | HVL 031-03115.9-00 | 2FA4A24 | 1 | EA | 345
PETE | 5012673 | 10.530.130 | HEATER, HOPPER, "H" , 2 PER HOPPER, 24" X 10", 407 WATTS, 182 VOLTS, 81 OHM, USED ON FOSTER WHEELER P.J.F.F., (BAGHOUSE) HOPPERS. | 203AHHPR02 | UNIT 3 ASH HOPPER # 2, HOPPER HEATERS &; 3FA5002V-ASH GATE 3SV-FA5002- SOV. 3TE-FF-1702A & B- RTD TEMP. DETS. 3LE-FF-1502-HH ASH LEVEL ELEMENT 3LE-FF-1602-H ASH LEVEL ELEMENT 3FF1302E-VIB. 3FF1402E-VIB. SEE ASSET NOTES FOR MFG PART NUMBERS. | D-7155-H | SB1GE10 | 2 | EA | 450
PETE | 5012682 | 10.530.131 | HEATER, HOPPER, "TH", 3 PER HOPPER, 40" X 1", 57 WATTS, 21 VOLTS, 8 OHM, USED ON FOSTER WHEELER P.J.F.F., (BAGHOUSE) HOPPERS. | 203AHHPR02 | UNIT 3 ASH HOPPER # 2, HOPPER HEATERS &; 3FA5002V-ASH GATE 3SV-FA5002- SOV. 3TE-FF-1702A & B- RTD TEMP. DETS. 3LE-FF-1502-HH ASH LEVEL ELEMENT 3LE-FF-1602-H ASH LEVEL ELEMENT 3FF1302E-VIB. 3FF1402E-VIB. SEE ASSET NOTES FOR MFG PART NUMBERS. | D-7155-TH | 2FA4B29 | 3 | EA | 420
PETE | 5012670 | 10.530.132 | HEATER, HOPPER, "E", 1 PER HOPPER, 36" X 10", 646 WATTS, 340 VOLTS, 179 OHM, USED ON FOSTER WHEELER P.J.F.F., (BAGHOUSE) HOPPERS. | 203AHHPR02 | UNIT 3 ASH HOPPER # 2, HOPPER HEATERS &; 3FA5002V-ASH GATE 3SV-FA5002- SOV. 3TE-FF-1702A & B- RTD TEMP. DETS. 3LE-FF-1502-HH ASH LEVEL ELEMENT 3LE-FF-1602-H ASH LEVEL ELEMENT 3FF1302E-VIB. 3FF1402E-VIB. SEE ASSET NOTES FOR MFG PART NUMBERS. | D-7155-E | SB1GE10 | 1 | EA | 245
PETE | 5012668 | 10.530.133 | HEATER, HOPPER, "C", 1 PER HOPPER, 18" X 6", 168 WATTS, 88 VOLTS, 47 OHM, USED ON FOSTER WHEELER P.J.F.F., (BAGHOUSE) HOPPERS | 203AHHPR02 | UNIT 3 ASH HOPPER # 2, HOPPER HEATERS &; 3FA5002V-ASH GATE 3SV-FA5002- SOV. 3TE-FF-1702A & B- RTD TEMP. DETS. 3LE-FF-1502-HH ASH LEVEL ELEMENT 3LE-FF-1602-H ASH LEVEL ELEMENT 3FF1302E-VIB. 3FF1402E-VIB. SEE ASSET NOTES FOR MFG PART NUMBERS. | D-7155-C | SB1GE10 | 1 | EA | 182
PETE | 5012667 | 10.530.134 | HEATER, HOPPER, "B", 1 PER HOPPER, 12" X 6", 99 WATTS, 52 VOLTS, 27 OHM, USED ON FOSTER WHEELER P.J.F.F., (BAGHOUSE) HOPPERS. | 203AHHPR02 | UNIT 3 ASH HOPPER # 2, HOPPER HEATERS &; 3FA5002V-ASH GATE 3SV-FA5002- SOV. 3TE-FF-1702A & B- RTD TEMP. DETS. 3LE-FF-1502-HH ASH LEVEL ELEMENT 3LE-FF-1602-H ASH LEVEL ELEMENT 3FF1302E-VIB. 3FF1402E-VIB. SEE ASSET NOTES FOR MFG PART NUMBERS. | D-7155-B | SB1GE10 | 1 | EA | 166
PETE | 5012672 | 10.530.135 | HEATER, HOPPER, "G", 2 PER HOPPER, 15" X 6", 139 WATTS, 62 VOLTS, 28 OHM, USED ON FOSTER WHEELER P.J.F.F., (BAGHOUSE) HOPPERS. | 203AHHPR02 | UNIT 3 ASH HOPPER # 2, HOPPER HEATERS &; 3FA5002V-ASH GATE 3SV-FA5002- SOV. 3TE-FF-1702A & B- RTD TEMP. DETS. 3LE-FF-1502-HH ASH LEVEL ELEMENT 3LE-FF-1602-H ASH LEVEL ELEMENT 3FF1302E-VIB. 3FF1402E-VIB. SEE ASSET NOTES FOR MFG PART NUMBERS. | D-7155-G | SB1GE10 | 2 | EA | 330
PETE | 5012674 | 10.530.136 | HEATER, HOPPER, "J", 5 PER HOPPER, 24" X 12", 511 WATTS, 480 VOLTS, 451 OHM, USED ON FOSTER WHEELER P.J.F.F., (BAGHOUSE) HOPPERS. | 203AHHPR02 | UNIT 3 ASH HOPPER # 2, HOPPER HEATERS &; 3FA5002V-ASH GATE 3SV-FA5002- SOV. 3TE-FF-1702A & B- RTD TEMP. DETS. 3LE-FF-1502-HH ASH LEVEL ELEMENT 3LE-FF-1602-H ASH LEVEL ELEMENT 3FF1302E-VIB. 3FF1402E-VIB. SEE ASSET NOTES FOR MFG PART NUMBERS. | D-7155-J | SB1GE10 | 5 | EA | 1210
PETE | 5012654 | 10.530.137 | HEATER, HOPPER "L", 1 PER HOPPER, 30" X 10", 426 WATTS, 337 VOLTS 167OHM, USED ON FOSTER WHEELER P.J.F.F., (BAGHOUSE) HOPPERS. | 203AHHPR01 | UNIT3 ASH HOPPER # 1, HOPPER HEATERS &; 3FA5001V-ASH GATE 3SV-FA5001-SOV 3TE-FF-1701A & B- RTD TEMP. DETS. 3LE-FF-1501-HH ASH LEVEL ELEMENT 3LE-FF-1601-H ASH LEVEL ELEMENT 3FF1301E-VIB. 3FF1401E-VIB. SEE ASSET NOTES FOR MFG PART NUMBERS. | D-7173-L | SB1GE11 | 1 | EA | 262
PETE | 5012678 | 10.530.138 | HEATER, HOPPER, "N". 1 PER HOPPER, 15" X 12", 279 WATTS, 105 WATTS, 40 OHM, USED ON FOSTER WHEELER P.J.F.F., (BAGHOUSE) HOPPER. | 203AHHPR02 | UNIT 3 ASH HOPPER # 2, HOPPER HEATERS &; 3FA5002V-ASH GATE 3SV-FA5002- SOV. 3TE-FF-1702A & B- RTD TEMP. DETS. 3LE-FF-1502-HH ASH LEVEL ELEMENT 3LE-FF-1602-H ASH LEVEL ELEMENT 3FF1302E-VIB. 3FF1402E-VIB. SEE ASSET NOTES FOR MFG PART NUMBERS. | D-7155-N | SB1GE10 | 1 | EA | 208
PETE | 5012679 | 10.530.139 | HEATER, HOPPER, "P". 1 PER HOPPER, 54" X 8", 738 WATTS, 480 VOLTS, 312 OHM, USED ON FOSTER WHEELER P.J.F.F., (BAGHOUSE) HOPPERS. | 203AHHPR02 | UNIT 3 ASH HOPPER # 2, HOPPER HEATERS &; 3FA5002V-ASH GATE 3SV-FA5002- SOV. 3TE-FF-1702A & B- RTD TEMP. DETS. 3LE-FF-1502-HH ASH LEVEL ELEMENT 3LE-FF-1602-H ASH LEVEL ELEMENT 3FF1302E-VIB. 3FF1402E-VIB. SEE ASSET NOTES FOR MFG PART NUMBERS. | D-7155-P | SB1GE10 | 1 | EA | 269
PETE | 5012658 | 10.530.140 | HEATER, HOPPER, "Q", 3 PER HOPPER, 72" X 12", 1583 WATTS, 480 VOLTS, 146 OHM, USED ON FOSTER WHEELER P.J.F.F., (BAGHOUSE) HOPPERS. | 203AHHPR01 | UNIT3 ASH HOPPER # 1, HOPPER HEATERS &; 3FA5001V-ASH GATE 3SV-FA5001-SOV 3TE-FF-1701A & B- RTD TEMP. DETS. 3LE-FF-1501-HH ASH LEVEL ELEMENT 3LE-FF-1601-H ASH LEVEL ELEMENT 3FF1301E-VIB. 3FF1401E-VIB. SEE ASSET NOTES FOR MFG PART NUMBERS. | D-7173-Q | SB1GE11 | 3 | EA | 1131
PETE | 5301008 | 10.530.153 | GASKET, SOOTBLOWER, FOR ROTARY GEARBOX COVER, USED ON RW-6E, PETE UNIT 4. | 204BSBA000 | UNIT 4 "A" ROW WALL SOOTBLOWERS. (A-1 THRU A-12) | 195408 | 1FA3C6 | 1 | EA | 16.75
PETE | 5302053 | 10.530.157 | GASKET, AIR SUPPLY LINE, STYLE E, FOR 3" X 2 1/2" COUPLING #750. | 203BSPG00A | SOOTBLOWING AIR SUPPLY PIPING. | E GASKET 3'' X 2 1/2'' - #750 COUPLING | 1FA8F8 | 6 | EA | 66
PETE | 5711016 | 10.530.166 | GASKET, RUBBER, 6", GRADE 27, FOR PERMA/FLO COUPLING ON PETE 3&4 IUCS FLYASH TRANSFER PIPING. | 203RWFATP0 | UNIT 3 IUCS FLY ASH SILO TRANSFER PIPING TO FLY ASH DAY TANKS | 6.840 | 1FA2D1 | 6 | EA | 288
PETE | 5711312 | 10.530.167 | GASKET, 8", FOR 8" HANDHOLE SECT (SK-1715-61) AS FURNISHED ON UCC P.O. 54674-4 FOR ASH HANDLING SYS PETE #3. | 203AHTKP00 | UNIT 3 PYRITE HOLDING TANK. NORTH OF 3-6 PULV. | SK-408404 | 1FA3C21 | 8 | EA | 66.08
PETE | 5005150 | 10.530.171 | GASKET, TEFLON LOWER TURBINE ASSY, FOR CHEMINEER MIXERS, MODEL 7-HTD-25, SIZE/DESC PETE 4 MANUFACTURER PART NO = 5012-9300-152C | 204RPRFMX1 | REAGENT FEED TANK MIXER MX-404-1 | PT# 9300-152C | 4FA3E8 | 2 | EA | 86.44
PETE | 5005188 | 10.530.175 | GASKET, TEFLON UPPER/LOWER TURBINE ASSY, FOR CHEMINEER MIXERS, MODEL 4-HTD-7.5, SIZE/DESC PETE 4, MANUFACTURER PART NO = 5012-9300-145C. |  |  | PT# 9300-145C | 4FA3E12 | 9 | EA | 639.81
PETE | 5003041 | 10.530.176 | GASKET, VORTEX FINDER, FOR PETE SCRUBBER & DEWATERING MILL SLURRY HYDROCLONES, KREBS ENGINEERS MODEL D6BB12DEG, S/N 20442-46. | 204RPMSH00 | MILL SLURRY HYDRACLONES AND TUB | 65G-RN | SB3F1B2 | 6 | EA | 29.58
PETE | 5008053 | 10.530.177 | GASKET, WORM SHAFT BEARING, FOR FILTER DRUM, USED ON PETE #3 IUCS VACUUM FILTERS, KOMLINE-SANDERSON, S/N KDF1289 & 1290. (PACK OF 4 = 1 EA.) | 203RWVFFL1 | FL-1 VACUUM FILTER ***CONFINED SPACE ENTRY*** ***SEE NOTES PAGE 6*** | 0300005-4 | 2FA16E30 | 1 | EA | 17
PETE | 5721166 | 10.530.182 | GATE, SLIDE, 12" VALVE, USED ON PETE #3 BOTTOM ASH SYSTEM. | 203AHPGBV1 | COV-2052, (BV-1) TOP ASH WET TO BOTTOM ASH. LOCATED NORTH OF "C" ASH HOPPER 1ST FL | 12104 | 4FA5I9 | 2 | EA | 1280.48
PETE | 5513255 | 10.530.185 | GATE, COAL / AIR ASSEMBLY, 22", FOR PETE #3 & #4 ABB C-E SVCS. MODEL 903RP COAL PULVERIZER PIPING. | 203BFCBA00 | A CORNER BURNERS, TILTS, LINKAGE, AND DRIVE UNIT | E-CP-2196 (9-3-14) | SB1MA8 | 1 | EA | 7594
PETE | 5607482 | 10.530.186 | GATE, RESET, FOR SOOT BLOWER CONTROL PANEL, COPES VULCAN, MODEL TSDGC, AREA PETE 3. |  |  | 134090 | 2FA15E16 | 2 | EA | 75.76
PETE | 6101455 | 10.530.188 | ASSEMBLY, INCLUDES GAUGE, 60#, 4-1/2" PHENOLIC CASE, 1/2" SS LOWER CONNECT; CAPILLARY, 10' 316 ARMORED SS; SEAL: LARAD 2"-32-01-03, NEOPRENE SENSOR MATL 2" CLASS, 150" WAFER, FILL FLUID: SILICONE DC200, ASSEMBLED & CALIBRATED. | 272FFP1100 | FFP 121-1 FILTER FEED PUMP | 45-1279SS 04L 60# | 2FA22I5 | 2 | ASY | 2210.31
PETE | 5007707 | 10.530.201 | GAUGE, PRESSURE, 0-100 PSIG RANGE, 6 IN, MCDANIEL MODEL D, 1/2 IN LOWER CONNECTION,ATTACHED TO A 3" 150 LB FLAT FACED HYETT MODEL 25FW DIAPHRAGM SEAL 316 SS DIAPHRAGM, UPPER & LOWER HOUSING | 204RPMSH00 | MILL SLURRY HYDRACLONES AND TUB |  | 2FA22H1 | 1 | EA | 554.29
PETE | 5004217 | 10.530.202 | GAUGE, PRESSURE, FOR PETE #4 KVB STACK MONITOR SYSTEMS, MODEL 722A, S/N 85-722A-6736-1, MFT. P/N 12710. |  |  | 12710 | 2FA22F6 | 2 | EA | 126.1
PETE | 6101157 | 10.530.206 | GAUGE, COMPOUND, RANGE- 30-0- 30, FACE- 4.5IN CONNECTION- 0.25IN L. | 203RWVFFL1 | FL-1 VACUUM FILTER ***CONFINED SPACE ENTRY*** ***SEE NOTES PAGE 6*** | 50843664-FS | 2FA22B5 | 3 | EA | 258.39
PETE | 5706455 | 10.530.208 | GAUGE, PRESSURE, DIFFERENTIAL, MINIHELIC, 0-10" WC, DUST CONTROL, FOR PETE #3 IUCS TRAIN FLYASH LOAD-OUT STATION, DCL MODEL #CFM330-1H14, JOB #J015716, S/N 20578004, TAG #M004. | 203RWTLS01 | UNIT 3 FLYASH SILO DCL TRAIN LOADOUT STATION | 2-5010 | 2FA6F18 | 1 | EA | 120
PETE | 5013422 | 10.530.211 | GAUGE, OIL LEVEL, MOTOR BRG DRIVE END, USED ON BOOSTER FANS, PETE UNIT 4 FGD, DWG# C3138AA, S/N P208305. | 204RFBF001 | 4-1 BOOSTER FAN, WHEEL & BEARINGS *** CONFINED SPACE ENTRY *** SEE NOTES PAGE 6 *** | ID64739H009 |  | 0 | EA | 0
PETE | 6101167 | 10.530.240 | GAUGE, PRESSURE, RANGE- 0- 100 FACE/MATL- 2.5IN DIAL, TYPE 212.53 SS CASE 1/4" BRASS LMNPT. | 203RMMX00A | A1-3-A RECYCLE TANK AGITATOR. INCLUDES MOTOR, GEARBOX, SHAFT, MIXER BLADES AND CONTROLS. | 4270070 | 2FA22F5 | 4 | EA | 79.86
PETE | 5711919 | 10.530.244 | HOSE, FLEX, 1/4" X 20" LONG, FOR FLYASH DIFFUSER GATE CYLINDERS, USED ON PETE #3 & #4 PRECIPITATOR HOPPERS, PER UC PO 54674-4. | 203AHFFA01 | A-1 PRECIP HOPPER AND NUVA FEEDER | 44283-2 | 1FA3D39 | 10 | EA | 170.73
PETE | 5013397 | 10.530.245 | HOSE, FLEX, 2" X 12", USED ON BOOSTER FANS, PETE UNIT 4 FGD, LUBE OIL SYSTEM, DWG# 23999S1, S/N P208305. | 204RFBF001 | 4-1 BOOSTER FAN, WHEEL & BEARINGS *** CONFINED SPACE ENTRY *** SEE NOTES PAGE 6 *** | 2'' X 12'' | 1FA11D15 | 1 | EA | 385
PETE | 5721519 | 10.530.246 | HOSE, FLEX, 2-1/2" X 25" OAL, STAINLESS STEEL ASSY., W/ 300 PD CS FIXED FLANGES, FOR PETE #4 BOTTOM ASH FLUSHING LINES. | 204AHBAF00 | UNIT 4 BOTTOM ASH SYSTEM FLUSHING SYSTEM AND ASSOCIATED EQUIPMENT | MH 250SS7777 | SB5A1B3 | 2 | EA | 529.21
PETE | 5304160 | 10.530.248 | HOSE, FLEX METAL, 1/4" NPT, FOR PILOT OIL TORCH, USED ON PETE #3 & #4 ABB C-E SVCS. BOILER IGNITION SYSTEMS, DWG. D-906-541-6. | 203BFIGL03 | LEVEL 3 IGNITORS INCLUDES A,B,C AND D CORNERS | 1G-3796 | 1FA6G13 | 2 | EA | 123
PETE | 5706862 | 10.530.249 | HOSE, FLEX DUCT, 16" ID X 18'6" LG USED ON PETE 3&4 SILO TELESCOPIC SPOUTS. | 203RWFATSP | UNIT 3 FLY ASH SILO TELESCOPIC SPOUT, BLOWER, HOIST AND MOTOR FOR LOADING FLY ASH TRUCKS | 24267-1806 | SB1GC5 | 1 | EA | 1608
PETE | 5721665 | 10.530.252 | HOSE, THERMO PLASTIC, 60" L, 1/2" WITH 1/2" TUBE ADAPTER ENDS, USED ON PETE 2&4 BOTTOM ASH SLIDE GATE KERRY ACTUATOR HYDRAULIC UNITS. | 204AHBAHB0 | UNIT 4 BOTTOM ASH SYSTEM B HOPPER AND ASSOCIATED EQUIPMENT | SS-8R8TA8TA8-60 | SB3B2B7 | 2 | EA | 375.36
PETE | 5721663 | 10.530.253 | HOSE, THERMO PLASTIC, 20" L, 1/2" WITH 1/2" TUBE ADAPTER ENDS, USED ON PETE 2&4 BOTTOM ASH SLIDE GATE KERRY ACTUATOR HYDRAULIC UNITS. | 204AHBAHB0 | UNIT 4 BOTTOM ASH SYSTEM B HOPPER AND ASSOCIATED EQUIPMENT | SS-8R8TA8TA8-20 | SB3B2B7 | 2 | EA | 358.92
PETE | 5012925 | 10.530.254 | HOSE, HYDRAULIC, 1.00 X 28 ORFS, FOR INGERSOL RAND MODEL A75i-A125 COMPRESSORS, USED ON PETE 2 & 3 BAGHOUSE INSTRUMENT AIR COMPRESSORS. | 203BCOMP01 | UNIT 3 FABRIC FILTER COMPARTMENT #1, CONTAINS 34 ROWS OF 40 FILTER BAGS SUPPORTED ON WIRE CAGES, TOTAL OF 1360 BAGS. BAGS ARE 29.75' LONG, 5" DIAMETER. COMPARTMENTS ARE NUMBERED SO. TO NO., EAST TO WEST, S.E. IS #1, N.E.. IS #2. 2PI-FF-1801 DIFF.PRESS.GA | 24266215 | SB1ID4 | 2 | EA | 360
PETE | 5012942 | 10.530.255 | HOSE, HDYRAULIC, 21 STR JIC X,, FOR INGERSOLL RAND MODEL L42-GS9 BLOWER PACKAGE, USED ON PETE 2 & 3 BAGHOUSE ASH SYSTEM TRANSPORT AIR. | 203AHAC000 | 3FA5002C- UNIT 3 FABRIC FILTER ASH TRANSPORT AIR BLOWER, INGERSOL RAND LCD42, 2813 AFCM @ 20 PSIG DISCHARGE 3PSFA5000-OIL PRESS SW. 3TSFA5001-DISC.TEMP.TRANS. 3TSFA5002-OIL TEMP.SW. | 23931744 | 2FA4C13 | 1 | EA | 61
PETE | 5706616 | 10.530.259 | HOSE, VACUUM, 4-1/2" ID X 6'-4" LONG, NATURAL RUBBER, FOR PETE #4 DEWATERING BELT FILTER, EIMCO MODEL 3M65 EXTRACTOR, S/N CSP0000326-01/02. | 272GDF0400 | GDF 44-04 GYPSUM DEWATERING FILTER | 1136407-04 | SB3B1B2 | 4 | EA | 3192
PETE | 5304212 | 10.530.263 | HOSE, BURNER, FOR PETE #1 & #2 & EWS #7 ABB C-E SVCS. 6" EDDY PLATE OIL IGNITORS, MODEL 3B. | 204BFIGL01 | LEVEL 1/2 IGNITORS INCLUDES A,B,C AND D CORNERS | 997-753-AA | 1FA6C17 | 4 | EA | 198.8
PETE | 5513275 | 10.530.264 | HOSE, FLEX, SHORT, 2" ID X 12" LONG, FOR SEAL AIR DISCHARGE VALVES, USED ON PETE #3 & #4 ABB C-E SVCS. MODEL 903RP COAL PULVERIZERS, S/N 73831-73836. | 203BFCM001 | 3-1 PULVERIZER *** CONFINED SPACE ENTRY *** *** FOR PYRITE SECTION ONLY - SEE NOTES PAGE 6 *** | GP-427-A | 1FA12C9 | 2 | EA | 278.35
PETE | 5005526 | 10.530.265 | HOSE, LOAD CELL, FOR PETE #4 IUCS/CSI THICKENER RAKE ASSEMBLY, DENVER EQUIPMENT MODEL #CRB72-D, RC #190-0112. | 204RDTHDE0 | THICKNER DRIVE MAIN BULL GEAR | 61-545434 | 4FA2G13 | 4 | EA | 200
PETE | 5513904 | 10.530.266 | HOSE, PUROSIL SILICONE RUBBER, #70-200 FOR DUST SYSTEM-B CRUSHER HOUSE SURGE HOPPER HOUSE & LIMESTONE DUST. | 203RPCVDC3 | UNIT 3 LIMESTONE BUNKER DUST COLLECTOR. | PS70200 | SB3M1B1 | 6 | FT | 74.94
PETE | 5513859 | 10.530.271 | HOUSING, AIR SEAL, FOR PETE #3 & #4 ABB C-E SVCS. MODEL 903RP COAL PULVERIZERS, ITEM 38, DWG. #D-94-101-1, S/N 73831-73836. | 203BFCM001 | 3-1 PULVERIZER *** CONFINED SPACE ENTRY *** *** FOR PYRITE SECTION ONLY - SEE NOTES PAGE 6 *** | 94-127 | SB3L1B1 | 0 | EA | 0
PETE | 5706763 | 10.530.277 | END COVER, BEARING HOUSING, FOR PETE #4 DEWATERING FILTER FEED PUMPS, WARMAN PUMPS MODEL 4/3CAH. | 203RPSP03A | 3-A MAKE-UP SLURRY PUMP P5-3A (EAST PUMP) (PUMP CONNECTED TO SLURRY STORAGE TANK) | C024-10D81 | 2FA6B29 | 2 | EA | 522.8
PETE | 5706540 | 10.530.279 | HOUSING, BEARING, ASSEMBLY, FOR FILTER DRUM, USED ON PETE #4 CSI VACUUM FILTERS, FL-101 & FL-102, DORR-OLIVER S/N CSP0000252-1. | 204RWVFFL1 | FL 101 VACUUM FILTER MCC 101 ROTARY VACUUM FILTER FL-101 ***CONFINED SPACE ENTRY***SEE NOTES PAGE 6*** | L48092-1-SLC1 | 2FA1C31 | 2 | EA | 2180.33
PETE | 5008029 | 10.530.280 | BEARING HOUSING & CYLINDER SHAFT ASSY., METRIC, FOR PETE SCRUBBER DISPOSAL FEED PUMPS & PETE #4 CSI FILTER FEED & THICKNER UNDERFLOW PUMPS 102A & B, WARMAN PUMPS MODEL 6/4 DAH, S/N MDS4569MM. | 203RWFP02A | P2A FILTER FEED PUMP AND MOTOR (EAST PUMP) | DAM005-MM | SB1AE9 | 2 | EA | 8179.92
PETE | 5721573 | 10.530.284 | HOUSING, BEARING, MACHINED, FOR NUVA FEEDERS, USED ON PETE #3 & #4 TOP ASH SYSTEMS. | 203AHFFA00 | "A" ROW PRECIP FEEDERS A-1 THRU A-8 | 405026-2 | 1FA3B12 | 4 | EA | 334.64
PETE | 5706761 | 10.530.289 | HOUSING, BEARING, METRIC, FOR PETE #4 DEWATERING FILTER FEED PUMPS, WARMAN PUMPS MODEL 4/3CAH. | 203RPSP03A | 3-A MAKE-UP SLURRY PUMP P5-3A (EAST PUMP) (PUMP CONNECTED TO SLURRY STORAGE TANK) | C004MG01 | 2FA6H22 | 1 | EA | 920.5
PETE | 5513023 | 10.530.292 | UPPER RADIAL BEARING HSG/COV SHIM SET FOR PETE 3&4 COAL PULVERIZERS. | 203BFCM001 | 3-1 PULVERIZER *** CONFINED SPACE ENTRY *** *** FOR PYRITE SECTION ONLY - SEE NOTES PAGE 6 *** | 94-480 | 1FA12H1 | 2 | EA | 840.92
PETE | 5714214 | 10.530.293 | HOUSING, TAKE UP DRIVE, FOR PETE #3 & #4 VOLUMETRIC COAL FEEDERS, S-E CO. SHOP ORDER #5124-3-(1-6). | 203BFCF001 | 3-1 COAL FEEDER ********SEE EQUIPMENT NOTES PAGE 6 ********** ***NUCLEAR DENSITY GAGE ATTACHED TO PIPING*** | V382771.B02 | 2FA15C19 | 1 | EA | 742.25
PETE | 5301763 | 10.530.294 | HOUSING, GEAR, PT #182026 FOR THE TRAVERSING GEAR BOX ON RW-6E WALL BLOWERS, PETE 4. | 204BSSBA01 | A-1 "A" ROW WALL SOOTBLOWER. | 182026 | 4FA52A7 | 1 | EA | 205.9
PETE | 5701571 | 10.530.295 | HOUSING, GLAND, PT #8S10-2X15 FOR MECH TYPE EXPANSION JOINT, UNIT #3. |  |  | 8S10-2X15 | SB1RE7 | 1 | EA | 334
PETE | 5004519 | 10.530.298 | HOUSING, PUMP, D.I., ITEM 61, FOR PETE #3 SCRUBBER SLURRY RECYCLE PUMPS, GARDNER-DENVER MODEL SRL-C, SIZE 18 X 16 X 35, S/N 01-166483. | 203RMRCPA1 | RECYCLE PUMP P1-3-A1 | 503905 | 2FA17I5 | 0 | EA | 0
PETE | 5005207 | 10.530.304 | HOUSING, CARTRIDGE, FOR CHEMINEER MIXERS, MODEL 2-HTD-3, SIZE/DESC PETE 4 MANUFACTURER PART NO = 2030-054J | 204RBSM401 | S401 FGD AREA DRAINAGE SUMP MIXER & MOTOR | PT (FIG 21) | 4FA2C14 | 1 | EA | 320
PETE | 5003040 | 10.530.305 | HOUSING, CONE, FOR PETE #1 & #2 SCRUBBER ABSORBER & MILL SLURRY HYDROCLONES, KREBS MODEL D6B-12-S839-XZ, DWG. #S839-M1300-PS-XZ-123053U. | 204RPMSH00 | MILL SLURRY HYDRACLONES AND TUB | 64-12-ST | SB3F1B2 | 0 | EA | 0
PETE | 5704681 | 10.530.308 | HUB, SQUEEZE LOCK #3525 2 15/16" BORE. | 201AHBGG0A | 1-1 ASH GRINDER "A" ASH HOPPER |  | 2FA1H12 | 0 | EA | 0
PETE | 5003938 | 10.530.309 | HUB, CLUTCH, ASSY., FOR OUTLET OF AIRFLEX CLUTCH #42VC650, CASTING #406958, HUB BORE - DIMENSION A-7.496 / 7.497, KEYWAY - SQUARE - DIMENSION B-1.750 / 1.751, DIMENSION C-8.177, FOR PETE #3 SCRUBBER LIMESTONE BALL MILL. | 203RPBM000 | M2-3 BALL MILL LINERS,SCREENS,AND INTERNALS | 406975 | SB1DB7 | 1 | EA | 2483
PETE | 5006968 | 10.530.317 | COUPLING HUB, MOTOR, MOTOR TO PUMP COUPLING, 1-7/8" BORE, PETE #5 BALL MILL MAKEUP WATER BOOSTER PUMP. | 204MUP401A | MAKEUP WATER BOOSTER PUMP MUP-44-01A | 8SCH X 1-7/8 | 2FA23G9 | 1 | EA | 71.97
PETE | 5504548 | 10.530.318 | WORM GEAR HUB, USED ON PETE 4 PULVERIZERS. | 204BFCM000 | UNIT 4 PULVERIZER SYSTEM *** CONFINED SPACE ENTRY *** *** FOR PYRITE SECTION ONLY - SEE NOTES PAGE 6 *** | 86-444 | SB3K2C1 | 1 | EA | 36209.5
PETE | 7005802 | 10.530.320 | HUB, LOCK, EATON QD, SIZE SF, BORE 2-5/8", KEYWAY 5/8" X 1/16". | 203AHBHH0B | UNIT 3 (B) BOTTOM ASH HOPPER ***CONFINED SPACE ENTRY*** ***SEE NOTES PAGE 6*** | SF 2-5/8 | 1FA6G8 | 1 | EA | 15.9
PETE | 5711230 | 10.530.326 | EXHAUSTER, HYDROVEYOR{4-1601-15}, 6", FOR PETE #3 TOP ASH SYSTEM, PER UC PO 54674-4. | 203AHFAHE0 | ECONOMIZER HYDROVEYOR AND COMBINING TUBE. | 1601-75-14 | SB1RD4 | 1 | EA | 3590
PETE | 5009514 | 10.530.330 | IDLER, ASSEMBLY, 20 DEG TROUGH RUBBER, FMC P/N 3604-24. USED ON CNV 120-9, 10 & 11 GYPSUM TRANSFER CONVEYOR UNIT 1 & 2 SCRUBBER. | 272CNV0090 | CNV 120-9 GYPSUM TRAN. CONVEYOR ( 24" DW-45 TPH ) | 3604-24 | SB3D1B1 | 2 | EA | 465.3
PETE | 5706157 | 10.530.333 | IDLER, CARRIER, 5" DIA, 20 DEG, 30" BELT WIDTH | 204RWCB06A | CO-6A RADIAL STACKING CONVEYOR. | C5-20E-30 | SB1MC5 | 2 | EA | 310.24
PETE | 5706160 | 10.530.334 | IDLER, RETURN 5" CAN, 30" BELT WIDTH | 204RWCB06A | CO-6A RADIAL STACKING CONVEYOR. | C5-RETI-30 | SB1MB4 | 6 | EA | 573.78
PETE | 5009526 | 10.530.337 | ROLL, IDLER, 6" RUBBER CUSHION REPLACEMENT CAN, FOR IDLER ASSEMBLIES 3604-24, 3630-24, USED ON PETE GYPSUM DEWATERING TRANSFER & STOCKOUT CONVEYORS 120-9, -10, -11, -12 & -13. | 272CNV0090 | CNV 120-9 GYPSUM TRAN. CONVEYOR ( 24" DW-45 TPH ) | 1730-326-C | SB3C2A2 | 4 | EA | 328.68
PETE | 5701572 | 10.530.349 | GLAND, FOR MECH TYPE EXPANSION JOINT UNIT #3. |  |  | 8S10-3 | SB1RD8 | 2 | EA | 87.2
PETE | 5711423 | 10.530.351 | GLAND, PACKING SK-21151 (2 HALVES PER GLAND) FOR (33"X30") EXCEN-CRUSHER (4-2103-58) AS FURNISHED ON U.C.C. P.O. 54674-4 FOR ASH HANDLING SYS |  |  |  | 1FA3E26 | 2 | EA | 176.3
PETE | 5003949 | 10.530.356 | GLAND, DUREMET 20, FOR PUMP DURIRON CO, TYPE 3X23-13/100, 220 GPM, 1750 RPM MANUFACTURER PART NO = BY46307A SER NO = 180393 | 203RWFRP5A | P5A FILTRATE PUMP | BY46307A | 2FA15F31 | 1 | EA | 105.69
PETE | 5301103 | 10.530.358 | GLAND, FOR RETRACTS COPES-VULCAN, MODEL MK-II. | 203BSSBL01 | L-1 LONG RETRACT T 30 MARK 2 | S018930 | 1FA3F2 | 2 | EA | 80.44
PETE | 5301052 | 10.530.359 | GLAND, PACKING, FOR COPES-VULCAN, MODEL T-30 MK II, UNIT 3 & 4 RWSE WALL BLOWER. | 203BSSBA01 | A-1 "A" ROW WALL SOOTBLOWER | 78171 | 1FA3C2 | 5 | EA | 311.95
PETE | 5721223 | 10.530.362 | GLAND, PACKING, 8" NEWCON VALVE, USED ON BOTTOM ASH SYSTEM PETE 3 AND HTP. | 204ABV0007 | AIR OPERATED BALANCE VALVE FROM DFP's TO DEWATERING FIP | 8102 | 4FA5F3 | 5 | EA | 234
PETE | 5513797 | 10.530.364 | GLASS KIT, BULLSEYE, VIEW PORT, W/ 1 GASKET & 6 SCREWS, FOR PETE #3 & #4 VOLUMETRIC COAL FEEDERS, S-E CO. SHOP ORDER #5124-3-1-6. | 203BFCF001 | 3-1 COAL FEEDER ********SEE EQUIPMENT NOTES PAGE 6 ********** ***NUCLEAR DENSITY GAGE ATTACHED TO PIPING*** | V390680.B01 | 2FA15C16 | 18 | EA | 440.82
PETE | 5008586 | 10.530.406 | GRIDS, POLYPROPYLENE, SIZE 24" X 24" X 5/8" THICK, 26 GRIDS/BOX | 203RWVFFL1 | FL-1 VACUUM FILTER ***CONFINED SPACE ENTRY*** ***SEE NOTES PAGE 6*** | P024014-024-114-110 | SB1GC9 | 28 | EA | 812
PETE | 5005793 | 10.530.429 | GUARD, END DISC SPLIT, ITEM #38, (ST = 1 RIGHT END DISC GUARD #DA-7306 R AND 1 LEFT END DISC GUARD #DA-7306 L) FOR AMERICAN PULVERIZER MODEL FCC-5, S/N 7283 LIMESTONE CRUSHER. |  |  | DA-7306 R&L | SB3N1B2 | 1 | ST | 790
PETE | 5301631 | 10.530.434 | GUIDE, ASSY, SPRING, FOR MODIFIED GEAR BOX ASSY COPES-VULCAN, MODEL RW-5E | 203BSSBA01 | A-1 "A" ROW WALL SOOTBLOWER | 198340 | 2FA19E4 | 1 | EA | 212.01
PETE | 5305525 | 10.530.437 | GUIDEPIPE, ASSEMBLY, FLAME SCANNER, FOR 32" WINDBOX, ABB C-E DWG. #D-982-0140 REV. 2, USED ON PETE #3 & #4 BOILERS. | 203BFFSMAG | UNIT 3 FLAME SCANNER SYSTEM DETECTOR, TIPS, NOZZLES, TUBES AND ELECTRONICS | 982-0243-4 | SB5C1FLOOR | 2 | EA | 2600
PETE | 5006211 | 10.530.441 | INSERT, COUPLING, ELASTOMERIC, SURE FLEX SLEEVE, EPDM, 2-PIECE SPLIT, FOR PETE #4 SCRUBBER DRAINAGE SUMP AGITATOR. | 204RBSM401 | S401 FGD AREA DRAINAGE SUMP MIXER & MOTOR |  | 2FA1F33 | 2 | EA | 44.26
PETE | 5706718 | 10.530.444 | INSERT, APEX, 1", CERAMIC, FOR PRIMARY HYDROCLONES, USED ON PETE #4 DEWATERING MILL SLURRY, KREBS CYCLONE MODEL GMAX6-3193, S/N G115252I THRU G115262I. | 272PH15252 | PH 44-1-1 PRIMARY HYDROCLONE | G82-20-CR-1 | SB1GE2 | 8 | EA | 4448
PETE | 5004656 | 10.530.451 | INSERT, COUPLING, ELASTOMERIC, SURE FLEX SLEEVE, EPDM, FOR SLURRY TRANSFER TANK AGITATOR, USED ON PETE #3 SCRUBBER BALL MILL. | 203RPMSMX0 | SLURRY TRANSFER TANK AGITATOR | 5J | 2FA1F32 | 3 | EA | 48.45
PETE | 5003168 | 10.530.458 | INSERT, MAIN BEARING, FOR PETE #3 & #4 SCRUBBER LIMESTONE BALL MILLS, SIZE 10' X 18'-6", S/N 758-P-75. | 203RPB0000 | BALL MILL M2-3 (BALL MILL PARENT) THIS IS THE PARENT TO BALL MILL INTERNALS | 05-009585 | SB1GF2 | 2 | EA | 75468
PETE | 5711328 | 10.530.459 | INSERT, PIPING, LOCKING CLAMP, 16 GA., FOR 5" ASH PIPE, USED ON PETE #3 PYRITE HOLDING TANK & EWS #7 SCR ASH SYSTEM. | 203AHPGBV1 | COV-2052, (BV-1) TOP ASH WET TO BOTTOM ASH. LOCATED NORTH OF "C" ASH HOPPER 1ST FL | 17345 | 1FA3E23 | 17 | EA | 87.99
PETE | 5301242 | 10.530.460 | INSERT, SEAT STELLITE #2 #89528 ITEM 2 DRAWING E 148991 FOR T-30 M.K.11E COMBINATION RETRACTABLE/WALL BLOWER W/DA HEAD #3 UNIT. | 203BSSBL01 | L-1 LONG RETRACT T 30 MARK 2 | 89528 | 1FA3F12 | 2 | EA | 44
PETE | 5004279 | 10.530.466 | INSULATOR, SIEMENS-ALLIS #14-144-900-001 FOR PETE #4 AT I.U.C.S. ON SIEMENS-ALLIS M.C.C. #101. |  |  | 14-144-900-001 | 4FA4E1 | 3 | EA | 37.89
PETE | 5304157 | 10.530.468 | INSULATOR, SLEEVE, CERAMIC-HIGH ENERGY IGNITORS, IONIC FLAME MONITORS, ANDPILOT OIL TORCHES, EWS 9,10,50,60 & 70, ABB COMBUSTION ENGINEERING PART # 1G-644 | 204BFIGL04 | LEVEL 4 IGNITORS INCLUDES A,B,C AND D CORNERS | 1G-644 | 1FA6E30 | 32 | EA | 13.76
PETE | 5012435 | 10.530.481 | INSULATOR, ANTI-SWAY, ALUMINA, FOR PETE #3 ELECTROSTATIC PRECIPITATOR. |  |  | 103035-D1 | 4FA3B18 | 1 | EA | 247
PETE | 5706272 | 10.530.492 | INTERDRIVE, COMPLETE, W/ SPEED REDUCER, DODGE DOUBLE REDUCTION BUSHED TORQUE-ARM, SERIES TDT 625 W/ BACKSTOP, GEAR RATIO 25.13-1, BORE 2-15/16", INPUT-SHAFT BORE 1-15/16", FOR PETE #4 IUCS/CSI 5B SLURRY TRANSFER CONVEYOR. | 204RWCB02B | CO-102B MIXER FEED CONVEYOR. |  | SB1FB11 | 1 | EA | 4454.08
PETE | 5706271 | 10.530.494 | INTERDRIVE, SPEED REDUCER, DOUBLE REDUCTION BUSHED TORQUE ARM, DODGE SERIES TDT 525, W/ BACKSTOP, GEAR RATIO 25.54-1, BORE 2-15/16", INPUT SHAFT BORE 1-15/16", FOR PETE #4 IUCS/CSI 5A SLURRY TRANSFER CONVEYOR. | 204RWCB05A | CO-5A PRODUCT TRANS CONVEYOR. |  | SB1FB11 | 1 | EA | 3486.33
PETE | 5706089 | 10.530.495 | INTERDRIVE, COMPLETE W/ BACKSTOP & TORQUE ARM, STRAIGHT BORE 1-15-16", CLASS 11, FOR PETE #3 & #4 IUCS/CSI FILTER DISCHARGE CONVEYORS, DODGE MODEL TXT-215. | 203RWCB01A | CO-1A FILTER DISCH CONVEYOR | TXT-215 / 242090 / 252101 | SB3C1B1 | 1 | EA | 2619.38
PETE | 5404946 | 10.530.502 | INTERLOCK, AUX. CONTACTS, P/N 14-226-593-009 FOR PETE #4, CSI, SIEMENS ALLIS MCC'S MARQ 21, REF. #09-1467-52161. | 204RE00000 | UNIT 4 SCRUBBER ELECTRICAL SYSTEM | 14-226-593-009 | 2FA21E28 | 1 | EA | 72
PETE | 5603661 | 10.530.505 | INVERTER, FOR ACME CONTROLS, UNIT 3, ASH SYSTEM MANUFACTURER PART NO = 33A1565X0A2 |  |  | 33A1565X0A2 | 1FA2F7 | 1 | EA | 52.55
PETE | 5513832 | 10.530.510 | ISOLATOR, FREQUENCY INPUT MODULE, CONVERTS PULSES TO 0-10 VDC, FOR PETE VOLUMETRIC COAL FEEDERS, EUROTHERM, ACTION INSTRUMENTS, MODEL #Q476-0000 | 204BFCF001 | 4-1 COAL FEEDER ***SEE EQUIPMENT NOTES*** ** NUCLEAR DENSITY GAGE ATTATCHED TO FEEDER ** | Q476 | 1FA13B8 | 3 | EA | 1334.21
PETE | 5012690 | 10.530.511 | LOOP ISOLATOR, PHOENIX CONTACT, MINI MCR-SL-UI-I-LP-NC, USED ON PETE UNITS 2 & 3 BAGHOUSE ASH SYSTEM FILTER/SEPERATOR CONTROL PANEL | 203BCOMP01 | UNIT 3 FABRIC FILTER COMPARTMENT #1, CONTAINS 34 ROWS OF 40 FILTER BAGS SUPPORTED ON WIRE CAGES, TOTAL OF 1360 BAGS. BAGS ARE 29.75' LONG, 5" DIAMETER. COMPARTMENTS ARE NUMBERED SO. TO NO., EAST TO WEST, S.E. IS #1, N.E.. IS #2. 2PI-FF-1801 DIFF.PRESS.GA | MCR-SL-UI-1-LP-NC | 2FA21E46 | 1 | EA | 350
PETE | 5015862 | 10.530.513 | HEATING JACKET, #1 TUBE, 11.3" | 203ENSHED2 | UNIT 3 FGD STACK PRIMARY CONTINUOUS PARTICULATE MONITOR SHELTER, MSI 05-0063. CONSISTS OF PARTICULATE MONITOR RACKS, DATA LOGGERS, AIR CLEAN-UP SYSTEM, FIRE DET. SYS., TOXIC GAS DET. SYS.,HVAC SYS., POWER DIST. PANEL, UPS'S, ALL LIGHTING AND RECEPTS. | 38-0169 | 1FA1B34 | 0 | EA | 0
PETE | 5004053 | 10.530.519 | JOINT, EXPANSION, 14" X 14" X 8" LONG, FACE TO FACE. MOLDED NEOPRENE, SINGLE OPEN ARCH, STANDARD DRILL, 225# PRESSURE RATING | 203RMD0000 | SCRUBBER "D" MODULE SYSTEM | 14X14X8 | SB3E2C2 | 1 | EA | 1360
PETE | 5216284 | 10.530.523 | JOINT, UNIVERSAL S 20 60 80 AE AP, ENPRO, MODEL 7120HSAE PUMP, SIZE/DESC 4-1&2 SEAL SYS MANUFACTURER PART NO = W206801-000, S/N J2257-60 |  |  | W206801-000 | 2FA9F23 | 1 | EA | 51.33
PETE | 5711960 | 10.530.525 | JOINT, EXPANSION, 10", BELLOWS TYPE (LONG), FOR PETE #3 & #4 FLYASH DISCHARGE PIPING SYSTEMS. | 203AHFFF41 | F-41 PRECIP HOPPER AND NUVA FEEDER | 1730-238 | SB1AB1 | 2 | EA | 5727.67
PETE | 5003001 | 10.530.526 | JOINT, EXPANSION, 6" X 4" X 6" LONG, CONCENTRIC, MOLDED NEOPRENE, SINGLE OPEN ARCH, W/ RETAINING RINGS, STD. DRILL, 215# PRESS. RATING, 200 DEG.TEMP., FOR PETE SCRUBBER & IUCS/CSI SLURRY PUMPS. | 203RDUFP3A | P7-3A UNDERFLOW PUMP INCLUDES PUMP, MOTOR AND CONTROLS | 204 SPECIAL HP | SB3F1C1 | 1 | EA | 1409.92
PETE | 5721007 | 10.530.527 | JOINT, EXPANSION, DUEL BELLOWS, 10" DIA. X 36" LONG, FOR PETE #4 TOP ASH PRECIPITATOR FEEDERS, UCC PO 460887. | 203AHFFA00 | "A" ROW PRECIP FEEDERS A-1 THRU A-8 | 175484-22 | 4FA53B4 | 2 | EA | 5498.5
PETE | 5721187 | 10.530.530 | JOINT, EXPANSION, SPOOL TYPE, 4" ID X 6" FF, GARLOCK 206/HNBR W/KEVLAR CORD, RATED 300 DEG F, 150 # FLANGES, W/RETAINING RINGS, FOR #4 FLYASH BLOWER. | 203AHFB001 | 3-1 FLY ASH BLOWER ASSEMBLY | 206 | SB5A1A8 | 2 | EA | 2782
PETE | 5721186 | 10.530.531 | JOINT, EXPANSION, SPOOL TYPE, 8" ID X 8" FF, GARLOCK 206/ HNBR, W/ KEVLAR CORD, RATED 300 DEG F., 150# FLANGES, W/ RETAINING RINGS, FOR PETE #3 & #4 FLYASH BLOWERS. | 203AHFB001 | 3-1 FLY ASH BLOWER ASSEMBLY | 206 | SB5A1A8 | 2 | EA | 2096.42
PETE | 5005965 | 10.530.533 | JOINT, EXPANSION, 10" X 20" FF, SUPERFLEX STYLE 1000 EPDM TUBE & COVER, POLY REINFORCED TRIPLE ARCH FILLED, W/ 150# DUCK & RUBBER FLANGES, FOR PETE #4 SCRUBBER RETURN WATER LINE. | 204RMRWS05 | RECLAIM WATER TO UNIT 4 SCRUBBER ABSORBERS AND DISPOSAL FEED TANK | 103FEE10X20 | SB1AA6 | 4 | EA | 8460.7
PETE | 5015305 | 10.530.536 | EXPANSION JOINT, 10", (ROTARY VALVE) USED ON UNITS 1-2-3-4 ACTIVATED CARBON INJECTION SYSTEMS. | 203ENCFDR1 | FEEDER, FEEDER MOTOR, FEEDER VFD, FEEDER HOPPER FOR "TRAIN 1" POWDERED CARBON TRANSPORT SYSTEM. | 101376 | 2FA9B30 | 1 | EA | 157.34
PETE | 5003995 | 10.530.538 | JOINT, EXPANSION, 16" X 8", OPEN ARCH, EPDM LINER, NITRILE & POLYESTER COVER, FOR PETE #3 SCRUBBER RECYCLE PUMPS. | 203RMRCPA1 | RECYCLE PUMP P1-3-A1 | ????? | SB1CE3 | 1 | EA | 1532.55
PETE | 5701007 | 10.530.540 | JOINT, EXPANSION, NUVALOY, 7", USED ON PETE 2&3 BAGHOUSE ASH SYSTEM, PRESSUR3E CONVEYOR LINE SEGMENT 2. | 203BCOMP01 | UNIT 3 FABRIC FILTER COMPARTMENT #1, CONTAINS 34 ROWS OF 40 FILTER BAGS SUPPORTED ON WIRE CAGES, TOTAL OF 1360 BAGS. BAGS ARE 29.75' LONG, 5" DIAMETER. COMPARTMENTS ARE NUMBERED SO. TO NO., EAST TO WEST, S.E. IS #1, N.E.. IS #2. 2PI-FF-1801 DIFF.PRESS.GA | 1730-127 | SB1KE5 | 1 | EA | 454
PETE | 5013396 | 10.530.541 | HEATER, IMMERSION, 3.19 KW, WITH THERMOSTAT, USED ON BOOSTER FANS, PETE UNIT 4 FGD, LUBE OIL SYSTEM, DWG# 23999S1, S/N P208305. | 204RFBF001 | 4-1 BOOSTER FAN, WHEEL & BEARINGS *** CONFINED SPACE ENTRY *** SEE NOTES PAGE 6 *** | BLNF21J30-W-4 (IMMERSION HEATER) | 4FA51A6 | 1 | EA | 2350
PETE | 5006948 | 10.530.549 | HEATER, OVERLOAD, AREA PETE 4, TYPE SCRUBBER MCC MANUFACTURER PART NO = FH85 | 204RELV411 | MOTOR CONTROL CENTER MCC S4-1-1 | FH85 | 2FA23E13 | 6 | EA | 44.16
PETE | 5402157 | 10.530.550 | HEATER, OVERLOAD, ITE CAT. #G30T38 FOR SERIES 5600 M.C.C.S PETE #3. |  |  | G30T38 | 2FA7E23 | 15 | EA | 103.2
PETE | 5007327 | 10.530.567 | HEATER, STRIP, FOR SWITCHGEAR, CALROD CORP, MODEL 0315A11490, VOLTS/AMPS 4160V PETE 4, MANUFACTURER PART NO = SS1192 |  |  | SS1192 | 4FA3E24 | 2 | EA | 71.36
PETE | 5706785 | 10.530.570 | UNIT HEATER, 20 KW, 480V, WALL MOUNT WITH THERMOSTAT, USED IN THE UNLOADER AREA IN THE BOTTOM OF #3 & 4 ASH SILOS. | 203AHFU031 | 3-1 ROTARY DUSTLESS UNLOADER | KB4820-3MP | SB1GD10 | 1 | EA | 1436.6
PETE | 5008581 | 10.530.574 | HEATER, HIGH TEMP, FOR MODEL 43I NOX ANALYZER, USED ON PETE #2 & #3 SCR CEMS. | 203ENEM00B | UNIT 3 SCRUBBER SO2,CO2,NOX BACK-UP C.E.M. INCLUDES SO2,CO2,NOX ANALYZERS, SAMPLE SYSTEM, DATA LOGGERS, PROBE CONTROLLER, FLOW TRANSDUCER, AND PRINTER. | 75-109116-00 | 1FA1A33 | 3 | EA | 1081.35
PETE | 5008583 | 10.530.575 | HEATER, LOW TEMP, MOLY CONVERTER, FOR MODEL 43I NOX ANALYZER, USED ON PETE #2 & #3 SCR CEMS. | 203ENEM00B | UNIT 3 SCRUBBER SO2,CO2,NOX BACK-UP C.E.M. INCLUDES SO2,CO2,NOX ANALYZERS, SAMPLE SYSTEM, DATA LOGGERS, PROBE CONTROLLER, FLOW TRANSDUCER, AND PRINTER. | 75-109604-00 | 1FA1B33 | 3 | EA | 1089.45
PETE | 5721667 | 10.530.581 | HINGE, BEARING, DOOR, ACCESS, 12" X 18" DIA DOOR, USED ON PETE 1,2,3,4 BOTTOM ASH HOPPER. | 203AHBHH0A | UNIT 3 (A) BOTTOM ASH HOPPER ***CONFINED SPACE ENTRY*** ***SEE NOTES PAGE 6*** | D-52 | 1FA3C35 | 2 | EA | 520
PETE | 5711662 | 10.530.607 | HOLDER, NOZZLE, FOR NOZZLE ASSY.(SK-4003-25 & -26), USED ON PETE #3 & #4 BOTTOM ASH SYSTEMS, PER UC PO 54674-4. | 203AHNZ000 | BOTTOM ASH SYSTEM FLUSHING NOZZLES | 4003-69 | SB5A2A5 | 5 | EA | 1161.66
PETE | 1604056 | 10.530.622 | HORN, SIGNAL, MULTIPLE TONE, MULTI-VOLTAGE, 120-240V, 125-250V, (AC/DC), EDWARDS ADAPTATONE, FOR PETE #2 HYDROGEN SYSTEM. | 204RW00000 | UNIT 4 SCRUBBER WASTE SYSTEM (CSI) | 5531M-24Y6 | 4FA51A5 | 0 | EA | 0
PETE | 5304154 | 10.530.628 | HOSE, FLEX METAL, 1/4" X 48" OAL, W/ MALE & FEMALE FITTINGS, GALVANIZED, FOR PETE BOILER IGNITION OIL SYSTEMS. | 203BFIGL03 | LEVEL 3 IGNITORS INCLUDES A,B,C AND D CORNERS |  | 1FA6C15 | 3 | EA | 132.33
PETE | 5713438 | 10.530.629 | HOSE, FLEX, 1-1/2" X 24" O-A-L, FLEXONICS 401M STAINLESS STEEL, W/ CARBON STEEL 150# SLIP-ON FLANGE ON ONE END & CARBON STEEL SCH. 40 NIPPLE ON OTHER END, FOR PETE #4 BOTTOM ASH SEAL TROUGH DRAIN. | 204AHBAW00 | UNIT 4 BOTTOM ASH SYSTEM BOILER SEAL TROUGH AND WEIR WATER SYSTEM AND ASSOCIATED EQUIPMENT |  | 4FA55A1 | 3 | EA | 508.87
PETE | 5004171 | 10.530.633 | HOSE, FLEXIBLE, 10" X 23" LONG, 316 SS BRAIDED, W/ 125# CARBON STEEL FLANGES, FOR PETE #3 & #4 IUCS/CSI FILTER VACUUM PUMPS. | 203RWVP06A | P6A FILTER VACUUM PUMP | 10X23 | SB3N1A4 | 1 | EA | 1324.27
PETE | 5012054 | 10.530.636 | HOSE, VENT, ASH SYSTEM, NUVA FEEDER, 4", 125 PSI, 350F, HOT AIR. (DO NOT SUBSTITUTE) | 203BHAH000 | PARENT TO UNIT 3 FABRIC FILTER ASH HANDLING EQUIPMENT | SW360-4000 | SB1ID11 | 55 | FT | 986.7
PETE | 3602056 | 10.530.637 | HOSE, 3/8" PARKER PUSH-LOK #801-6 BLACK FOR AIR LINES, UNIT 4 PETE. | 272GDF0400 | GDF 44-04 GYPSUM DEWATERING FILTER | 801-6 | 1FB6B1 | 600 | FT | 1110
PETE | 2609597 | 10.530.642 | LAMP, SYLVANIA #48 ES B, FOR L - N.P.A.T. MODEL "C" OPERATING MODULES, MANUAL STATION AT PETE AND FOR FOR SERO INDICATORS, EWS 7 |  |  | 48 ES B | 1FA5C13 | 131 | EA | 133.62
PETE | 6004269 | 10.530.644 | LAMP ASSY, D-2, PT #30952 FOR UNIT #3 STACK GAS MONITORING SYS. |  |  | 30952 | 2FA17F36 | 2 | EA | 1336.82
PETE | 2602084 | 10.530.652 | LAMP, INCANDESCENT, MED. BASE, 100 WATT, A23, RED, 115-125V, 100A/R. | 204BFCM005 | 4-5 PULVERIZER *** CONFINED SPACE ENTRY *** *** FOR PYRITE SECTION ONLY - SEE NOTES PAGE 6 *** |  | 2FA55A2 | 8 | EA | 33.44
PETE | 5607442 | 10.530.655 | LAMP, IND MASTER SPEC, MSC PT #365-4, ROTO TELLITE SERIES 1100, PT #1102 FF #13222-C-71A4, FOR #2 MAIN CONTROL BOARD. |  |  |  | 2FA16F58 | 2 | EA | 196.46
PETE | 2609665 | 10.530.659 | LAMP, MINIATURE, MIN. BAYONET BASE, .17 AMP, 28 VOLT, #356 |  |  |  | 1FA5E14 | 34 | EA | 39.1
PETE | 2609606 | 10.530.663 | LAMP, PILOT, G.E. #49, T-3 1/4, MIN BAY, 2 VOLTS. |  |  |  | 1FA5C19 | 46 | EA | 21.16
PETE | 5617686 | 10.530.685 | LAMP, LED, WHITE, 120 VOLT, CANDELABRA BASE, USED ON UNITS 1-4 TO REPLACE CLEAR INCANDESCENT INDICATING LAMPS. SUNRAY #6S6W-120V-LED-I (DO NOT SUBSTITUTE) | 203RW00000 | UNIT 3 SCRUBBER WASTE SYSTEM (IUCS) | #6S6W-120V-LED-I | 2FA24B12 | 54 | EA | 866.7
PETE | 5610322 | 10.530.695 | LAMP, INDICATING, 120 VAC, FOR PYRITE BOX BINDICATOR LIGHT 3-4 ON PETE 3 MICROSWITCH PTW2311 |  |  | PTW2311 | 2FA16E54 | 3 | EA | 96
PETE | 2604243 | 10.530.708 | LAMP, MERCURY VAPOR, MOG BASE, 175 W., DELUXE WHITE. | 203RELTCSI | IUCS/CSI, ASH DISPOSAL AND GYPSUM PLANT AREA LIGHTING INCLUDES LIGHTING ASSOC. WITH IUCS/CSI, ASH DISPOSAL AREA AND GYPSUM PLANT. | H39KC175/DX | 2FA55B1 | 15 | EA | 176.79
PETE | 5002744 | 10.530.718 | LAMP, NEON(NE45), AMBER LENS, FOR RESEARCH-COTTRELL, USED 3 MANUFACTURER PART NO = 41741-L3 | 203ENPRCP1 | UNIT 3 PRECIPITATOR 3-1 (SOUTH) INCLUDES CONTROLS, TR SETS, VIBRATORS, RAPPERS, DOORS, LOCKS AND HIGH VOLTAGE BUSHINGS. ***** CONFINED SPACE/SAFETY SEE NOTES PAGE 6 ***** | 41741-L3 | 2FA16G28 | 2 | EA | 102
PETE | 2604451 | 10.530.723 | LAMP, QUARTZ HALOGEN, RSC BASE, 500 WATT, 120 VOLT, T-3. | 203ELSC003 | UNIT 3 SCRUBBER LIGHTINGING INCLUDES ALL UNIT 3 SCRUBBER LIGHTING (INDICATING LIGHTS NOT INCLUDED) | 500T3Q/CL130V | 1FA5H10 | 78 | EA | 338.52
PETE | 2603319 | 10.530.725 | LAMP, GE, PLUG-IN CFL, NON-DIMMABLE, SINGLE TUBE, T4 SHAPE, 7 WATTS, SOFT WHITE, USED FOR EXIT SIGNS. | 203RELTCSI | IUCS/CSI, ASH DISPOSAL AND GYPSUM PLANT AREA LIGHTING INCLUDES LIGHTING ASSOC. WITH IUCS/CSI, ASH DISPOSAL AREA AND GYPSUM PLANT. | F7BX/827 | 1FA5E44 | 6 | EA | 16.5
PETE | 5702885 | 10.530.740 | LATERAL, PIPING, 12" X 45 DEG. (COMPLETE), TYPE SK-1711-22, FOR EWS #7 HYDROVEYOR FLY ASH CONVEYOR & DISCHARGE LINE & PETE #4 BOTTOM ASH SYSTEMS, PER UC DWG. #510-54411-5E. | 204AHPGD00 | BOTTOM ASH DISCHARGE PIPING. | 170252 | SB1RC5 | 1 | EA | 3571
PETE | 5009511 | 10.530.743 | IDLER, RETURN, STEEL TRAINER, FMC P/N 3626-30. USED ON CNV 120-8 SILO FEED CONVEYOR UNIT 1 & 2 SCRUBBER. | 204RPCVB04 | #4 LIMESTONE CONVEYOR BELT, ROLLERS | 3626-30 | SB3D1B2 | 1 | EA | 241.6
PETE | 5004048 | 10.530.746 | IDLER, TROUGHING, 5" CAN X 20 DEG. X 30" WIDE, FOR PETE #3 & #4 IUCS/CSI TRANSFER CONVEYORS. | 204RWCB05A | CO-5A PRODUCT TRANS CONVEYOR. | C3501-30 | SB3E1B1 | 2 | EA | 423.84
PETE | 5711169 | 10.530.747 | IDLER, TROUGHING ROLLER, 35 DEG., W/ 6" DIA. STEEL CANS, CEMA D, SEALED, FOR PETE 48" COAL CONVEYORS. "DO NOT SUBSTITUTE" | 266CA07ACB | 7A COAL CONVEYOR *** SEE EQUIPMENT NOTES PAGE #6 *** * CUTTING & WELDING PERMIT REQUIRED * | D3628S-48 | SB3E1C3 | 10 | EA | 6936.25
PETE | 5004044 | 10.530.748 | IDLER, TROUGHING, 5" CAN X 20 DEG. X 24" WIDE, CEMA C, SEALED, FOR PETE #3 & #4 IUCS/CSI FILTER DISCHARGE & MIXER FEED CONVEYORS. | 203RWCB01A | CO-1A FILTER DISCH CONVEYOR | C3501S-24 | SB3E1B2 | 4 | EA | 2107.91
PETE | 5004050 | 10.530.749 | IDLER, TRAINING/TROUGHING, 5" CAN X 35 DEG. X 30" WIDE, FOR PETE #3 & #4 IUCS/CSI RADIAL STACKOUT & TRANSFER CONVEYORS. | 204RWCB05A | CO-5A PRODUCT TRANS CONVEYOR. | C3532-30 | SB3D1C4 | 1 | EA | 392.52
PETE | 5301265 | 10.530.753 | IK525 PERMALUBE CARRIAGE ASSEMBLY (RIGHT HAND) | 203BSSBR11 | R-11 ECONOMIZER SOOT BLOWER IK-525 | RXC000029-LL | SB1HB7 | 1 | EA | 2582.56
PETE | 5005305 | 10.530.754 | IMPELLER, WINGJET (WJ3-140), FOR EKATO MODEL AGITATOR, USED ON PETE #4 SCRUBBER ABSORBER FEED TANK. | 204MXC01C3 | ABSORBER FEED TANK MIXER | 20102044 | SB1EC3 | 2 | EA | 41890.36
PETE | 6501149 | 10.530.758 | IMPELLER, #523615-01 USED ON UNIT #3 TURBINE DRIVEN BOILER FEED PUMPS OIL PURIFIER. |  |  |  | 2FA12F58 | 1 | EA | 106.1
PETE | 5005750 | 10.530.767 | IMPELLER, PUMP, FOR PETE #4 SCRUBBER MILL SLURRY PUMPS, WARMAN MODEL 4/3DAH. | 204RPMSP01 | MILL SLURRY PUMP P408-1 | D3147A05 | SB1DE7 | 2 | EA | 1686.02
PETE | 5004093 | 10.530.776 | IMPELLER, PUMP, 64, HC250, FOR 3" VERTICAL CANTILEVER SHAFT PUMP, USED ON PETE #4 SCRUBBER BALL MILL SLURRY SUMP PUMP, LAWRENCE PUMPS MODEL, S/N 82745-1/-2. | 204RBSUBM0 | BALL MILL AREA SUMP PUMP AND MOTOR LAP 4-1 | 060-14848-002 | 2FA8I3 | 1 | EA | 10876.02
PETE | 5009901 | 10.530.777 | IMPELLER, PUMP, 6VCG DYNAMIC BALANCE, BACKVANES FILLED, FOR MECHANICAL SEAL TYPE PUMPS, USED ON PETE #1 SCRUBBER ABSORBER BLEED, MILL SLURRY & SLURRY TRANSFER PUMPS, WARMAN PUMPS MODEL 064EAH RAAJ 5310. | 204MSP405A | BALLMILL SLURRY PUMP | F-0610-004 | SB1AE10 | 1 | EA | 2190
PETE | 5005617 | 10.530.781 | IMPELLER, PUMP, HIGH CHROME, FOR MECHANICAL SEAL, USED ON PETE #4 SCRUBBER ABSORBER FEED & QUENCHER PUMPS, 18 X 20 X 38, WARMAN PUMPS MODEL 450 STL. | 204RMQFPA1 | P-402A-1 QUENCHER PUMP | STL45147DP2-A05 | SB1EF8 | 2 | EA | 30883.66
PETE | 5008599 | 10.530.782 | IMPELLER, PUMP, 5VCG, USED ON PETE 3&4 FILTER FEED PUMPS. | 204RWFFP2A | P102A FILTER FEED PUMP | E4147A05 | SB1GB6 | 3 | EA | 5606.43
PETE | 6624036 | 10.530.785 | IMPELLER, PBOC PUMP, SEQ. #4115, FOR G.E. TURBINE S/N #170X755, MANUFACTURER PART NO = 0477D734G0002 |  |  | 0477D734G0002 | 2FA25I28 | 1 | EA | 2488.16
PETE | 5005681 | 10.530.786 | IMPELLER, 5VCC RUBBER, FOR PETE #4 SCRUBBER DISPOSAL FEED & FILTER FEED PUMPS, WARMAN MODELS 6/4DAH & 6/4EAH. | 203RDUFP3B | P7-3B UNDERFLOW PUMP INCLUDES PUMP, MOTOR AND CONTROLS | E4147R55 | SB1DE7 | 2 | EA | 6099.68
PETE | 5009293 | 10.530.790 | IMPELLER, PUMP, 13-1/4" DIA., FOR INGERSOLL-DRESSER PUMP CO. MODEL HOC2, SIZE 4 X 3 X 13, USED ON PETE #2 SCRUBBER ABSORBER MIST ELIMINATOR WASH PUMPS 122-1 & 122-2, S/N 8781-39A & -39B. | 272MEP2100 | MEP 122-1 MIST ELIMINATOR WASH PUMP (EAST P.P.) | 1129A30X13VA001 | 2FA17H18 | 1 | EA | 1262
PETE | 5003670 | 10.530.801 | SCREW, PUMP, IMPELLER, A1S1 316, ITEM 198, FOR PETE #3 IUCS RECLAIM WATER PUMPS, GOULDS PUMPS MODEL 3175M, 6 X 8 X 18, S/N 237B948. | 203RDRWP3A | P6-3A RECLAIM WATER PUMP INCLUDES PUMP, MOTOR AND CONTROLS | R91588-01-2229 | 2FA14F39 | 3 | EA | 474.36
PETE | 5012774 | 10.530.814 | INDICATOR, DIFFERENTIAL PRESSURE, 4 1/2", 0 - 15" WC, USED ON FOSTER WHEELER P.J.F.F. (BAGHOUSE) TUBE SHEET DIFFERENTIAL PRESSURE INDICATOR. | 203BCOMP01 | UNIT 3 FABRIC FILTER COMPARTMENT #1, CONTAINS 34 ROWS OF 40 FILTER BAGS SUPPORTED ON WIRE CAGES, TOTAL OF 1360 BAGS. BAGS ARE 29.75' LONG, 5" DIAMETER. COMPARTMENTS ARE NUMBERED SO. TO NO., EAST TO WEST, S.E. IS #1, N.E.. IS #2. 2PI-FF-1801 DIFF.PRESS.GA | 2015 0-15IW | 2FA21B9 | 2 | EA | 145.14
PETE | 5706857 | 10.530.816 | FLOW INDICATOR, S/N#100110583, USED AT PETE 4 GYPSUM CLOTH WASH PUMPS AND FILTER DECK LUBE. | 272FWP404A | FWP 44-04A DEWATERING UNIT #4 FILTER CLOTH WASH PUMP A | MN-BSE40GM-16-32V1.0-A0XL-E | 2FA6B7 | 1 | EA | 697
PETE | 6106646 | 10.530.818 | INDICATOR, FLOW RATE, 20 G.P.M., UNIVERSAL FLOW MONITOR, USED ON CIRCULATING WATER PUMPS FOR COOLING TOWER, PETE #4 |  |  | MN-BSE20GM-8-32V1.0-A2WR-4D-9D | 1FA6B3 | 3 | EA | 2064
PETE | 5617345 | 10.530.820 | INDICATOR, INSTRUMENT, BINDICATOR MODEL NO. RA-H, PART NO. RAHAX1. | 203AHTKP01 | 3-1 PYRITE HOPPER AND CATEGORY'S OF THE HOPPER | RAHAX1 | 2FA24D14 | 3 | EA | 1022.05
PETE | 5005444 | 10.530.822 | INDICATOR, 1000 PSI, PRESSURE, FOR RESEARCH COTTRELL INC., STYLE CONTROL PANEL MANUFACTURER PART NO = 509-931050 | 204RPBMLO0 | BALL MILL LUBE SYSTEM | 509-931050 | 2FA24F15 | 8 | EA | 106.4
PETE | 6001847 | 10.530.824 | INDICATOR, SPEED, 0-8000 RPM, INPUT RANGE 0-1 MADC, TEXMATE DL-40 MODEL, FOR FEEDWATER INSTRUMENTATION, USED ON PETE #3 & #4 BOILERS. |  |  | WESCHLER DL-40-DR-PS1-ID03 | 2FA13F12 | 2 | EA | 320
PETE | 6001941 | 10.530.827 | INDICATOR, WITH FIELD FRAME #PP0013184,USED ON VIBRATION MONITORS FOR 4-2 MOTOR DRIVEN BOILER FEED PUMP HYDRAULIC COUPLING |  |  | PPOO13184 | 2FA21H33 | 1 | EA | 579.78
PETE | 5603451 | 10.530.832 | ING, SEAT, FOR N CONTROL VALVE MODEL # MODEL #37-20521 TRIM 440 SIZE 4 IN,SN-G65361-12 P/N 010237-048-596. |  |  |  | 1FA2E23 | 1 | EA | 434.17
PETE | 5003047 | 10.530.839 | INTERDRIVE, COMPLETE, W/ DODGE SPEED REDUCER, BALDOR VARIABLE SPEED DRIVE & BALDOR 10 HP PREMIUM EFFICIENT MOTOR, FOR PETE #3 & #4 IUCS/CSI VACUUM FILTERS. | 203RWVFFL1 | FL-1 VACUUM FILTER ***CONFINED SPACE ENTRY*** ***SEE NOTES PAGE 6*** | VS1SP410-4B (DRIVE) | SB1AC3 | 1 | EA | 5131.14
PETE | 5513918 | 10.530.841 | LINER, MILLSIDE, BOTTOM, COMPLETE, FOR PETE #3 & #4 ABB C-E SVCS. MODEL 903RP COAL PULVERIZERS, S/N 73831-73836. | 203BFCM001 | 3-1 PULVERIZER *** CONFINED SPACE ENTRY *** *** FOR PYRITE SECTION ONLY - SEE NOTES PAGE 6 *** | 94-179 | SB3N1B3 | 13 | EA | 12611.74
PETE | 5513243 | 10.530.845 | LINER, SEPARATOR TOP, CROWN 700, FOR PETE #3 & #4 ABB C-E SVCS. MODEL 903RP COAL PULVERIZERS, S/N 73831-73836. | 203BFCM001 | 3-1 PULVERIZER *** CONFINED SPACE ENTRY *** *** FOR PYRITE SECTION ONLY - SEE NOTES PAGE 6 *** | 94-260 | SB3M2D3 | 15 | EA | 5722.11
PETE | 5005751 | 10.530.849 | LINER, COVER PLATE, FOR PETE #4 SCRUBBER MILL SLURRY SUMP PUMPS, WARMAN MODEL 4/3 DAH. | 204RPMSP01 | MILL SLURRY PUMP P408-1 | D3017MR55 | SB1CD6 | 3 | EA | 2018.31
PETE | 5008018 | 10.530.850 | LINER, FRAME PLATE, FOR PETE #1 & #2 SCRUBBER MILL SLURRY & PROCESS WATER PUMPS & PETE #3 & #4 IUCS/CSI THICKNER UNDERFLOW PUMPS & DEWATERING SECONDARY HYDROCLONE & RECLAIM WATER PUMPS, WARMAN PUMPS MODEL 6/4 DAH. | 203RDUFP3B | P7-3B UNDERFLOW PUMP INCLUDES PUMP, MOTOR AND CONTROLS | E4036MR55 | SB1CB5 | 1 | EA | 1696.31
PETE | 5005749 | 10.530.852 | LINER, FRAME PLATE, INSERT, FOR PETE #4 SCRUBBER MILL SLURRY PUMPS & PETE #1 & #2 SCRUBBER DISPOSAL & SECONDARY HYDROCLONE FEED PUMPS, WARMAN PUMPS MODEL 04/3DAH RRAJ 5310. | 204RPMSP01 | MILL SLURRY PUMP P408-1 | D3036MS42 (NEOPRENE SUBSTITUTION) | SB1CD6 | 4 | EA | 2661.78
PETE | 6718041 | 10.530.854 | LINER, HUB DISC, HC-250, PATT 50-125, FOR LAWRENCE PUMPS, MODEL DDL DBLVL, TYPE 12", D-25339 SER NO = 71511, DWG D-35339 | 203AHRWP01 | 3-1 ASH SLUICE RETURN WATER PUMP | 048-35846-001 | SB1FC2 | 3 | EA | 17961
PETE | 5003141 | 10.530.856 | LINER, SUCTION SIDE, FOR PETE #3 WASTE SLURRY PUMPS, WORTHINGTON MODEL 8-R-193, S/N B0753158, MFT. P/N 2115182-5. | 203RDWSP3A | WASTE SLURRY PUMP P3-3-A INCLUDES PUMP, MOTOR AND CONTROLS | 2117215-121 | SB1CB4 | 2 | EA | 6698.51
PETE | 5721210 | 10.530.860 | LINER, BODY, FOR GALIGHER CHECK VALVE 4", NATURAL RUBBER USED ON FILTRATE SUMP PUMP, PETE 4. | 203RWFRP4A | P4A FILTRATE SUMP PUMP | 08078040011 | 2FA14H15 | 1 | EA | 196.65
PETE | 5513490 | 10.530.861 | LINER, TOP LH, FOR DISCHARGE VALVE, ABB COMBUSTION ENG SVCS, MODEL 903 BOWL MILL, PETE 3&4. | 203BFPG001 | 3-1 MILL MULTIPORT ASSEMBLY & DISCH VALVES | 94-1084 | SB3M2D3 | 8 | EA | 640
PETE | 5013439 | 10.530.862 | LINER, VOLUTE, BMS-MSP 44-05A/BMS-MSP 44-05B, USED ON #4 SCRUBBER BALL MILL SLURRY PUMPS. | 204MSP405A | BALLMILL SLURRY PUMP | E4110A05 | SB1CE10 | 2 | EA | 9271.55
PETE | 5702826 | 10.530.864 | LINER, BOTTOM, FOR 24" X 24" SLUICE GATE (5-2001-80), USED ON EWS #7 & PETE #3 BOTTOM ASH HOPPER, PER UC DWG. #527-54411-2-E | 203AHBD001 | 3-1 DEWATERING BIN, GATES AND SCREENS | 20260 | SB1RE8 | 1 | EA | 764.36
PETE | 5513269 | 10.530.872 | LINER, JOURNAL OPENING FRAME, FOR ABB COMBUSTION ENG SVCS, MODEL 903RP RAYMOND BOWL MILL, UNIT 3&4 MANUFACTURER PART NO = 94-552-N, S/N 73831 THRU 36 | 203BFCM001 | 3-1 PULVERIZER *** CONFINED SPACE ENTRY *** *** FOR PYRITE SECTION ONLY - SEE NOTES PAGE 6 *** | 94-552-N | SB3M2C1 | 10 | EA | 1459.51
PETE | 5702827 | 10.530.876 | LINER, SIDE, LEFT-HAND, FOR 24" X 24" SLUICE GATE (5-2001-80), USED ON EWS #7 & PETE #3 BOTTOM ASH HOPPER, PER UC DWG. #527-54411-2-E | 203AHBHH0A | UNIT 3 (A) BOTTOM ASH HOPPER ***CONFINED SPACE ENTRY*** ***SEE NOTES PAGE 6*** | 20261 | SB1RE7 | 1 | EA | 300
PETE | 5513695 | 10.530.880 | LINER, UPPER FRAME, FOR PENNSYLVANIA CRUSHER CORP. TK15-44D COAL CRUSHERS, 1-1 & 1-2, S/N 3107 & 08, DWG. #001416-4, ITEM #35, MFT. P/N 363418-16. (RIGHT HAND) | 266CACC11C | 1-1 COAL CRUSHER *** SEE EQUIPMENT NOTES PAGE #6 *** * CUTTING & WELDING PERMIT REQUIRED * | 363418 16 | SB1OE5 | 3 | EA | 1521.12
PETE | 5404911 | 10.530.886 | LINK KIT, SIZE 4, CSI, SIEMENS ALLIS MCC'S FOR PETE 4, MARQ 21, REF. 09-1467-52161. MANUFACTURER PART NO. = 25-131-598-002 | 204RE00000 | UNIT 4 SCRUBBER ELECTRICAL SYSTEM | 25-131-598-002 | 4FA3E31 | 3 | EA | 196.8
PETE | 5004081 | 10.530.893 | LINK, ITEM 59, CHAIN TAKEUP, MODEL SERIES 60 DAMPER, UNIT 3 SCRUBBER MANUFACTURER PART NO = AC-3128-1-59 | 203RGMOD0A | FD60-A MODULE OUTLET DAMPER INCLUDES DRIVE UNIT, DAMPER, CHAIN AND ELECTRICAL CONTROLS. WIEGHT 1,560 LBS. | US-3075 | SB3B1A7 | 1 | EA | 32.76
PETE | 7005027 | 10.530.898 | LINK, CHAIN, SIZE CHAIN- 140, TYPE- OFF SET. | 203AHBGG0A | UNIT 3 (A) BOTTOM ASH HOPPER GRINDER | RC-140 | 1FA7E7 | 5 | EA | 123.2
PETE | 7005369 | 10.530.907 | LINK, CHAIN, ROLLER, 60CL, OFFSET. | 203RWFAFS0 | FLYASH DAY TANK ROTARY FEEDER AND AIR SLIDE | 60OFFSET | 2FA11F53 | 2 | EA | 12.5
PETE | 5305957 | 10.530.912 | LINK, NOZZLE, HORIZONTAL ADJUSTING, "A" DIM. 55.83, PETE #3 & #4 ABB C-E SVCS. LOW NOX BOILER IGNITION SYSTEMS, DWG. #05474-1E9254, REV. 00. | 203BFCBA00 | A CORNER BURNERS, TILTS, LINKAGE, AND DRIVE UNIT | 903-1083-AA | SB1BE10 | 29 | EA | 13041.36
PETE | 5706427 | 10.530.915 | CELL, LOAD, ASSY, "COMPLETE" (MACHINE S/N 460-DS-17591) FOR MECHANICAL COMPONENTS OF MERRICK MOD 460-DS DIGITAL WEIGHING SYSTEM S/N'S 460-DS-17591/3 FGD WASTE STABILIZATION P/N 015613. | 203RWBSWFR | WS-1A BELT SCALE(CO-1A) INCLUDES ELECTRONICS, WEIGHBRIDGE AND CONTROLS. | 015613 | 2FA21G17 | 1 | EA | 1222.31
PETE | 5013462 | 10.530.916 | CELL, LOAD, 500 LB, MERRICK WEIGH FEEDER, MODEL 450-36-G, S/N 30491, PETE 4 LIMESTONE PREP BLDG. |  |  | N39188-20 | 1FA11A10 | 1 | EA | 1169
PETE | 3103042 | 10.530.937 | LUBRICANT, GREASE, TYPE- ALMAGARD, L-E #3752. (120 LB. / 1/4 DRUM) |  |  | 3752 | SB4A1A3 | 3 | DR | 2412.09
PETE | 5704558 | 10.530.957 | KEY, FOR FMC-LINK BELT TYPE ETI, SIZE 55 INTERDRIVE, USED ON RECLAIM COAL FEEDERS AT PETE MANUFACTURER PART NO. 0130053-1, S/N M65-35774B 814Y27H | 266CA07AA1 | A-1 SOUTH RECLAIM FEEDER AND MOTOR LOCATED IN 7A RECLAIM TUNNEL **** SEE EQUIPMENT NOTES PAGE 6 **** *CUTTING AND WELDING PERMIT REQUIRED* | L31ZI47002 | 2FA1E9 | 2 | EA | 14.1
PETE | 5706145 | 10.530.965 | KEY, FOR BM-D24828 REDUCER, USED ON 24" DIA. X 13'-6" LONG MIXER, #BM-D28458, S/N 10149, FOR PETE #3 & #4 SLUDGE WASTE TREATMENT, MFT. P/N D4742. | 203RWPM000 | PUG MILL | D4742 | 2FA15E38 | 0 | EA | 0
PETE | 5005978 | 10.530.971 | SHAFT KEY, METRIC, FOR PETE #4 - 44-03 & 44-04 SLURRY FEED PUMPS | 204SFP4403 | LIMESTONE SLURRY FEED PUMP & MOTOR, 44-03. | E070ME05 | 2FA19G23 | 1 | EA | 46.35
PETE | 5301604 | 10.530.974 | KEY, 1/4" X 1/4" X 1 11/16", P/N V-4693, ITEM 20, DRAWING E-160020 FOR RW-5E RETRACT SOOT BLOWERS UNIT 3. | 203BSSBA01 | A-1 "A" ROW WALL SOOTBLOWER | ITEM 20, DWG E - 160020 | 1FA4E13 | 13 | EA | 71.89
PETE | 5301600 | 10.530.976 | KEY, ITEM 21, DWG. #E-160020 FOR RW-5E RETRACT SOOT BLOWERS,UNIT #3. | 203BSSBA01 | A-1 "A" ROW WALL SOOTBLOWER | 061822 | 1FA4E13 | 6 | EA | 13.32
PETE | 5216321 | 10.530.990 | KIT, 60165 INCLUDES PC BOARD, DC SIGNAL FOLLOWER, ASSY. #60220 ISP 0359 FOR RATIOTROL-CAT. #VEL25-12A-24-25-27- AUTO/MAN-S/N F-TX ON UNIT 3 & 4 SEAL WATER SYS. WATER SYS. |  |  | 60165 | 2FA9F4 | 1 | EA | 54.84
PETE | 5603447 | 10.530.993 | KIT, CONVERSION, FOR BSB LEVEL PILOT BELLOWS ASSY. CONSISTING OF RETAINER #313055,BELLOW ASSY #181538 BELLOWS SCREW #381445, CURVED PIECE ASSY #181533 & BELLOWS ARM ASSY #380950 USED #1 UNIT HEATER LEVEL CONTROLS. |  |  |  | 1FA2E51 | 2 | EA | 168.1
PETE | 5721143 | 10.531.016 | KIT, SEAL REBUILD, FOR MILLER 6" CYLINDER (LA53H4N), S/N 84182812, USED ON PETE #4 IUCS/CSI SLIDE GATES, FABRI-VALVE 06857, S/N 0718ABGF044205. | 204RDVY600 | THICKNER SLUDGE TRANSFER PP P411-2 DISC VV |  | 4FA5G26 | 2 | EA | 544
PETE | 5003966 | 10.531.022 | KIT, SOLENOID REPAIR, FOR AMERICAN AIR FILTER DUST COLLECTOR UNIT 3 MANUFACTURER PART NO = 2218287 |  |  | 2218287 | 2FA15F29 | 6 | EA | 105.66
PETE | 5706739 | 10.531.036 | LABYRINTH, DRIVE END, FOR PETE #4 DEWATERING PRIMARY HYDROCLONE & RECLAIM WATER PUMPS, WARMAN PUMPS MODEL 6/4EEAH. | 204RDDFP01 | P-406-1 DISPOSAL FEED PUMP, MOTOR & MOTOR SPACE HEATER | EEY062DD81 | 2FA6C27 | 2 | EA | 1814.39
PETE | 5005604 | 10.531.037 | LABYRINTH, PUMP, FOR PETE #4 SCRUBBER ABSORBER FEED PUMPS, WARMAN MODEL 450STL. | 204RMQFPA1 | P-402A-1 QUENCHER PUMP | S062-10D81 | 2FA16C30 | 2 | EA | 826.02
PETE | 5005656 | 10.531.038 | LABYRINTH, PUMP, FOR PETE #4 CSI RETURN WATER PUMPS, WARMAN PUMPS MODEL 8/6EAH. | 204RDRWP01 | P412-1 RETURN WATER PUMP | E062G61 | 2FA16E36 | 1 | EA | 660
PETE | 5305977 | 10.531.047 | MIXER, BURNER, 2 MVI, DRILLED, ITEM #P02, FOR WARMUP GUN ASSEMBLY, USED ON PETE #3 BOILER OIL IGNITION SYSTEM. | 203BFWGL01 | WARM-UP OIL GUNS 1/2 LEVEL | 1038-016-086094 | 1FA6E1 | 1 | EA | 714
PETE | 5013410 | 10.531.081 | MODULE, PROXIMITOR, 3500 MONITOR, USED ON BOOSTER FANS, PETE UNIT 4 FGD, BENTLY NEVADA VIBRATION SYSTEM, S/N P208305. | 204RFBF001 | 4-1 BOOSTER FAN, WHEEL & BEARINGS *** CONFINED SPACE ENTRY *** SEE NOTES PAGE 6 *** | 3500/42-09-00 | 1FA11A13 | 1 | EA | 2999
PETE | 5007817 | 10.531.109 | BOARD, REED RELAY, FOR PROGRAMMABLE COMPUTER RESEARCH COTTRELL INC. MANUFACTURER PART NO = B274-001 | 204RMCNI00 | SCRUBBER TOWER SYSTEM INSTRUMENTS AND DEVICES INCLUDES ALL SCRUBBER TOWER SYSTEM MEASURING, INDICATING, RECORDING OR CONTROLLING INSTRUMENTS. | B274-001 | 4FA1C1 | 1 | EA | 0.01
PETE | 5225405 | 10.531.119 | MODULE FIBRE STACK, STACK BOX. FOR CONTINUOUS EMISSION MONITOR ON #3 STACK AT H.T. PRITCHARD. |  |  | 1010-0000-01 | 2FA18F10 | 1 | EA | 601
PETE | 5605215 | 10.531.124 | MODULE, RECYCLE, EAGLE HP50-103 (ADJUSTABLE FROM 0.2-1.5 SEC) FOR FARVEL AUTO. SPRAY SYSTEM | 203RPBMLO0 | BALL MILL LUBE SYSTEM M2-3 | HP50-103 | 2FA8F2 | 1 | EA | 48.48
PETE | 6011179 | 10.531.130 | MONITOR, OPACITY, DURAG MODEL 290, COMPLETE SET, TO CONSIST OF: TRANSCEIVER, REFLECTOR & TWO REMOTE PANELS, FOR PETE #4-1 & #4-2 ID FANS. |  |  |  | 4FA50B12 | 1 | ST | 10514.5
PETE | 5013654 | 10.531.132 | FIBERLINK III (STACK), MODEL 150 FLOW MONITOR, OPTIC ASSY FOR THE STACK, FOR PETE 1-2-3-4 STACKS. | 203ENEM00B | UNIT 3 SCRUBBER SO2,CO2,NOX BACK-UP C.E.M. INCLUDES SO2,CO2,NOX ANALYZERS, SAMPLE SYSTEM, DATA LOGGERS, PROBE CONTROLLER, FLOW TRANSDUCER, AND PRINTER. | 1903-2200-01 | 2FA20H5 | 1 | EA | 520
PETE | 6626236 | 10.531.134 | MONITOR, 3 PHASE POWER 480VAC, TIME MARK CORP, MODEL A258B, PETE 4, BATTERY CHARGER MANUFACTURER PART NO = A258BA258B |  |  | A258B | 2FA23E2 | 5 | EA | 341.35
PETE | 5305423 | 10.531.149 | LENS, FLAME SCANNER, EXACTA, BARREL ASSY., FOR PETE #1, #2, #3 & #4 ABB C-E SVCS. FLAME SCANNER SYSTEM DETECTORS. | 203BFFSMAG | UNIT 3 FLAME SCANNER SYSTEM DETECTOR, TIPS, NOZZLES, TUBES AND ELECTRONICS | EPSD-0401 | 2FA25E27 | 3 | EA | 1138.86
PETE | 2215323 | 10.531.161 | LENS, WELDING, SHADE 10, SIZE 4-1/2" X 5-1/4". |  |  | 93210710 | 1FA9E56 | 4 | EA | 8
PETE | 5305032 | 10.531.163 | LENS, FLAME SCANNER, FOR PETE #2 ABB C-E SVCS. BOILER FLAME SCANNER IGNITION SYSTEM. | 204BFFSMAG | UNIT 4 FLAME SCANNER SYSTEM DETECTOR, TIPS, NOZZLES, TUBES AND ELECTRONICS | EPSC-0071 | 2FA11F5 | 2 | EA | 230.32
PETE | 5305853 | 10.531.171 | ARM, LEVER, DAMPER DRIVE, FOR PETE #1 & #2 & HTP #5 & #6 ABB C-E SVCS. LOW NOX CONCENTRIC FIRING SYSTEM, DWG. #B-902-5800. | 204BAD0100 | DAMPER, SECONDARY AIR ELEV 0-1 AUX. AIR. LOCATED ON 5TH FLOOR. | 902-5800-AA | 1FA6F54 | 9 | EA | 361.17
PETE | 5711904 | 10.531.176 | LEVER, ASSEMBLY, W/ BUSHING, FOR PETE #3 & #4 FLYASH DIFFUSER, PER UC PO 54674-4. | 203AHFFA01 | A-1 PRECIP HOPPER AND NUVA FEEDER | 402065-101 | 1FA3F50 | 6 | EA | 828.65
PETE | 5304803 | 10.531.180 | LEVER, DRIVE, FOR PETE #3 & #4 ABB C-E SVCS. BOILER COAL NOZZLES, TILTS & LINKAGE. | 203BFCBA00 | A CORNER BURNERS, TILTS, LINKAGE, AND DRIVE UNIT | 3A-7720-B | 1FA6D24 | 3 | EA | 815.25
PETE | 5701248 | 10.531.181 | LEVER, OPERATING, ON UC DWG. 3-1827-4-8, FOR ASH DISPOSAL ON EWS 50 & 60 PRECIPITATOR DUST HOPPERS, PER DWG. SK-4849. | 203BCOMP01 | UNIT 3 FABRIC FILTER COMPARTMENT #1, CONTAINS 34 ROWS OF 40 FILTER BAGS SUPPORTED ON WIRE CAGES, TOTAL OF 1360 BAGS. BAGS ARE 29.75' LONG, 5" DIAMETER. COMPARTMENTS ARE NUMBERED SO. TO NO., EAST TO WEST, S.E. IS #1, N.E.. IS #2. 2PI-FF-1801 DIFF.PRESS.GA | 4T13-5 | 2FA11E58 | 2 | EA | 155.4
PETE | 5701139 | 10.531.183 | LEVER, USED ON THE SHEARDISK VALVE, ON THE NUVA FEEDER, PETE 2&3 BAGHOUSE. | 203BCOMP01 | UNIT 3 FABRIC FILTER COMPARTMENT #1, CONTAINS 34 ROWS OF 40 FILTER BAGS SUPPORTED ON WIRE CAGES, TOTAL OF 1360 BAGS. BAGS ARE 29.75' LONG, 5" DIAMETER. COMPARTMENTS ARE NUMBERED SO. TO NO., EAST TO WEST, S.E. IS #1, N.E.. IS #2. 2PI-FF-1801 DIFF.PRESS.GA | 191691 | 2FA11F60 | 1 | EA | 291
PETE | 5711760 | 10.531.184 | LEVER, DISC, FOR 1-1/2" VENT VALVE (4-1952-25), USED ON PETE #3 & #4 TOP ASH SYSTEMS, PER UC PO 54674-4. | 203AHFFA01 | A-1 PRECIP HOPPER AND NUVA FEEDER | 402146-1 | 1FA3F31 | 6 | EA | 238.62
PETE | 5305569 | 10.531.185 | LEVER, BELLCRANK, INDIRECT DRIVE, RIGHT HAND, W/ LOOSE FIT STAINLESS STEEL BUSHING, FOR ADJUSTING MECHANISM, DWG #D-902-5943, USED ON PETE ABB C-E SVCS. BOILER BURNER COMPARTMENTS. | 203BFCBA00 | A CORNER BURNERS, TILTS, LINKAGE, AND DRIVE UNIT | 902-5943-GA | 1FA6G14 | 7 | EA | 2233
PETE | 5301293 | 10.531.186 | LEVER, P/N 142042, ITEM 48, DRAWING E-160020 FOR RW-5E RETRACT SOOT BLOWERS, UNIT 3. | 203BSSBA01 | A-1 "A" ROW WALL SOOTBLOWER | 142042 | 1FA4D9 | 2 | EA | 70.8
PETE | 5012475 | 10.531.194 | PILOT LIGHT, "POWER ON" 120VAC, WHITE, USED ON UNIT 4, 2014, E.S.P. UPGRADE, RAPPER CONTROLLER PARTS |  |  | H11573 | 2FA21F44 | 2 | EA | 176
PETE | 5005002 | 10.531.208 | LINER SET, PARTIAL, TO BE CONSTRUCTED OUT OF R63 MATERIAL, PER DRAWING R-49-0793, REV-F | 203RPB0000 | BALL MILL M2-3 (BALL MILL PARENT) THIS IS THE PARENT TO BALL MILL INTERNALS |  | KISSICK | 0 | EA | 0
PETE | 5706382 | 10.531.212 | LINER, BEARING, DRIVE END, TOP & BOTTOM, FOR FILTER DRUM, USED ON PETE #4 CSI VACUUM FILTERS, FL-101 & FL-102, DORR-OLIVER S/N CSP0000252-1. | 204RWVFFL1 | FL 101 VACUUM FILTER MCC 101 ROTARY VACUUM FILTER FL-101 ***CONFINED SPACE ENTRY***SEE NOTES PAGE 6*** | 450259A16 | SB3C2B5 | 2 | EA | 1870.05
PETE | 5013389 | 10.531.215 | LINER, BEARING, (SHELL), FIXED, USED ON BOOSTER FANS, PETE UNIT 4 FGD, DWG# P208305-D10-010002, S/N P208305. FAN, | 204RFBF001 | 4-1 BOOSTER FAN, WHEEL & BEARINGS *** CONFINED SPACE ENTRY *** SEE NOTES PAGE 6 *** | ERZLK 28-335 LINER | SB1ED1 | 1 | EA | 16794.27
PETE | 5003105 | 10.531.217 | LINER, CONE, FOR PETE #3 & #4 SCRUBBER MILL SLURRY HYDROCLONES, KREBS ENGINEERS MODEL D6BB12DEG, S/N 20442-46. | 204RPMSH00 | MILL SLURRY HYDRACLONES AND TUB | 64-12R-BPC | SB3F1B1 | 0 | EA | 0
PETE | 5706707 | 10.531.218 | LINER, CYLINDER SECTION, BPC RUBBER, FOR PRIMARY HYDROCLONES, USED ON PETE #4 DEWATERING MILL SLURRY, KREBS CYCLONE MODEL GMAX6-3193, S/N G115252I THRU G115262I. | 272PH15252 | PH 44-1-1 PRIMARY HYDROCLONE | G62-126140-BPC | SB1GA3 | 8 | EA | 1600
PETE | 5003102 | 10.531.219 | LINER, UPPER CYCLE, FOR PETE #3 & #4 SCRUBBER MILL SLURRY HYDROCLONES, KREBS ENGINEERS MODEL D6BB12DEG, S/N 20442-46. | 204RPMSH00 | MILL SLURRY HYDRACLONES AND TUB | 604R-BPC | SB3F1B1 | 0 | EA | 0
PETE | 5513194 | 10.531.227 | LINER, DEFLECTOR, CROWN 700, FOR PETE #3 & #4 ABB C-E SVCS. MODEL 903RP COAL PULVERIZERS, S/N 73831-73836. | 203BFCM001 | 3-1 PULVERIZER *** CONFINED SPACE ENTRY *** *** FOR PYRITE SECTION ONLY - SEE NOTES PAGE 6 *** | 94-1290 | SB3N1B3 | 56 | EA | 29781.92
PETE | 5513198 | 10.531.228 | LINER, DEFLECTOR, CROWN 700, FOR PETE #3 & #4 ABB C-E SVCS. MODEL 903RP COAL PULVERIZERS, S/N 73831-73836. | 203BFCM001 | 3-1 PULVERIZER *** CONFINED SPACE ENTRY *** *** FOR PYRITE SECTION ONLY - SEE NOTES PAGE 6 *** | 94-1287 | SB3N1C1 | 13 | EA | 6828.77
PETE | 5513195 | 10.531.230 | LINER, DEFLECTOR, SIDE, CROWN 700, FOR PETE #3 & #4 ABB C-E SVCS. MODEL 903RP COAL PULVERIZERS, S/N 73831-73836. | 203BFCM001 | 3-1 PULVERIZER *** CONFINED SPACE ENTRY *** *** FOR PYRITE SECTION ONLY - SEE NOTES PAGE 6 *** | 94-1292 | SB3N1C1 | 23 | EA | 9407
PETE | 5504170 | 10.531.232 | LINER, JOURNAL HEAD, CROWN 700, FOR PETE #2, #3 & #4 ABB C-E SVCS. MODEL 823RPS & 903RP COAL PULVERIZERS, S/N 66810-66814 & 73831-73836. | 203BFCM001 | 3-1 PULVERIZER *** CONFINED SPACE ENTRY *** *** FOR PYRITE SECTION ONLY - SEE NOTES PAGE 6 *** | 86-1009 | SB3M2C3 | 4 | EA | 801.24
PETE | 5504189 | 10.531.233 | LINER, JOURNAL HEAD, FOR PETE #3 & #4 ABB C-E SVCS. MODEL 903RP PULVERIZERS. | 203BFCM001 | 3-1 PULVERIZER *** CONFINED SPACE ENTRY *** *** FOR PYRITE SECTION ONLY - SEE NOTES PAGE 6 *** | 94-1031 | SB3N1B1 | 10 | EA | 4592.8
PETE | 5513726 | 10.531.238 | LINER, JOURNAL OPENING FRAME, FOR MILLSIDE & SEPARATOR BODY LINER, USED ON PETE #3 & #4 ABB C-E SVCS. MODEL 903RP COAL PULVERIZERS, S/N 73831-73836. |  |  | 94-241-N | SB3N1A2 | 3 | EA | 285.87
PETE | 5012694 | 10.531.242 | MOTOR, ELECTRIC 100 HP, 460 VAC, 3 PH., 405T FRAME, 1775 RPM, SF 1.15, TEFC, BALDOR SPEC A40-4802-0664, USED ON PETE UNITS 2 & 3 BAGHOUSE ASH SYSTEM MECH. EXHAUSTERS. | 203BCOMP01 | UNIT 3 FABRIC FILTER COMPARTMENT #1, CONTAINS 34 ROWS OF 40 FILTER BAGS SUPPORTED ON WIRE CAGES, TOTAL OF 1360 BAGS. BAGS ARE 29.75' LONG, 5" DIAMETER. COMPARTMENTS ARE NUMBERED SO. TO NO., EAST TO WEST, S.E. IS #1, N.E.. IS #2. 2PI-FF-1801 DIFF.PRESS.GA | SPEC NO A40-4802-0664 | SB1DD4 | 1 | EA | 7461.33
PETE | 6407872 | 10.531.247 | MOTOR, 326T FRAME, 50 HP, 1780 RPM, 230/460 V., 60 CYCLE, 3 PHASE, 1.15 S.F., TOTALLY ENCLOSED FAN COOLED, IRON CONSTRUCTION, HOSTILE DUTY, HIGH EFF. FOR PETE #3/4 LIMESTONE SYS CONVEYOR BELTS. | 203RPMSM3A | 3-A SLURRY TRANSFER PUMP MOTOR. (P4-3A) INCLUDES MOTOR AND CONTROLS. | 490360-997 (H50P2E) | SB1ED4 | 1 | EA | 2099
PETE | 6604761 | 10.531.249 | MOTOR, PUMP, 60 HP, 1800 RPM, 480V, 3 PHASE, L364HP16 FRAME, FOR PETE 3 - (MATCHED PARAMETERS ARE DE SHAFT EXTENSION & "P" BASE MOUNTING DIMENSIONS-ALL OTHER DIMENSIONS & ELECT PERF WILL BE AS PER CURRENT DESIGN). |  |  | 5K6266XJ288A | SB1AF10 | 1 | EA | 8710
PETE | 5301690 | 10.531.250 | MOTOR, ROTARY, FOR RETRACTABLE SOOTBLOWERS ABB COMBUSTION ENG SCVS, MODEL T-30 MANUFACTURER PART NO = 133291, 1 HP, 230/460 VAC, 1740 RPM, D66CZ FRAME. | 203BSSBL01 | L-1 LONG RETRACT T 30 MARK 2 | 133291 | 4FA52A6 | 2 | EA | 1360.8
PETE | 6407946 | 10.531.260 | MOTOR, ELECTRIC, 10HP, 230/460 VOLT, 3600 RPM, 213T, ODP, GE, USED ON 4-1 & 4-2 IGNITION OIL PUMP MOTOR (REPLACES MODEL 5K213AC105). | 204BFIPP01 | 4-1 IGNITION OIL PUMP | E750 | SB1HC8 | 1 | EA | 556.43
PETE | 5006971 | 10.531.265 | ELECTRIC MOTOR, 10 HP, 1800 RPM, TEFC, 215TC FRAME, USED ON PETE 4 A, B, C TOWER HYDRAULIC SYSTEM (TANK OPERATES HYDRAULIC VALVE OPERTORS). | 204RDHOS0A | A TOWER HYDRAULIC SYSTEM ,TANK OPERATES HYDRAULIC VALVE OPERATORS ON A TOWER | C10P2BC | SB1IC7 | 2 | EA | 1998.54
PETE | 5013429 | 10.531.266 | MOTOR, LUBE PUMP, LUBE OIL SYSTEM, 3 HP, FRAME: 182TC, USED ON BOOSTER FANS, PETE #4 FGD, DWG# 23999S1, S/N P208305. | 204RFBF001 | 4-1 BOOSTER FAN, WHEEL & BEARINGS *** CONFINED SPACE ENTRY *** SEE NOTES PAGE 6 *** | 3 HP 182 TC | 4FA57B3 | 1 | EA | 350.15
PETE | 5012775 | 10.531.267 | MOTOR, 5 H.P., 230/460 VOLT, 3 PHASE, 900 RPM, 254T FRAME, TEFC, USED ON FOSTER WHEELER P.J.F.F. (BAGHOUSE) HOPPER ENCLOSURE AREA VENT FANS. | 203BCOMP01 | UNIT 3 FABRIC FILTER COMPARTMENT #1, CONTAINS 34 ROWS OF 40 FILTER BAGS SUPPORTED ON WIRE CAGES, TOTAL OF 1360 BAGS. BAGS ARE 29.75' LONG, 5" DIAMETER. COMPARTMENTS ARE NUMBERED SO. TO NO., EAST TO WEST, S.E. IS #1, N.E.. IS #2. 2PI-FF-1801 DIFF.PRESS.GA | E0058 | SB1HC5 | 1 | EA | 911.02
PETE | 5004492 | 10.531.268 | MOTOR, ELECTRIC-AC, 400 HP, 1200 RPM, 5011C FRAME, 1.15 SF, 3/60/2300/4000 VAC, TEFC, ROLLER BEARING ON DRIVE END, 120V SPACE HEATERS, (6) 100 OHM STATOR RTD'S, FOR PETE #3 SCRUBBER. | 203RMRCMA1 | A-1 RECYCLE PUMP MOTOR. (PI-3-A1) INCLUDES MOTOR AND CONTROLS. | KG4006R |  | 0 | EA | 0
PETE | 5706794 | 10.531.269 | MOTOR, 30HP, ML 180AA 3X230/460-2 30 HP 286TSC USED FOR WATER BOOSTER PUMP TO THE PIN PADDLE MIXER/UNLOADERS IN PETE 3&4 ASH SILOS. | 203AHFSP01 | 3-1 SILO DUSTLESS UNLOADER BOOSTER PUMP | 91150092 | SB1JF4 | 1 | EA | 3150
PETE | 6406814 | 10.531.274 | MOTOR, 150 FT/LB STARTING TORQUE, 30 FT/LB RUNNING TORQUE, 230/460 VOLT. | 203RGDO000 | UNIT 3 SCRUBBER OUTLET DAMPERS & AND SEAL AIR BLOWERS. | L1RD0420003P1 | SB1FD8 | 1 | EA | 13865
PETE | 6407377 | 10.531.277 | MOTOR, 15 HP, BALDOR, FRAME- 215T, ENCLOSURE- TEFC, RPM- 3450, VOLTS- 208-230/ 480, AMPS- 37.5-34/ 17, S.F.- 1.0, RATING 40 DEG. C AMB. CONT. SPEC 37A01X49. | 204BFWPP01 | 4-1 WARM-UP OIL PUMP AND MOTOR | U15E1AF | SB1EB3 | 2 | EA | 2661.2
PETE | 5706884 | 10.531.279 | EURODRIVE 2 HP MOTOR (ONLY), W/PINION FOR PETE 3&4 FLY ASH DAY TANK ROTARY FEEDERS. | 203RWFAFS0 | FLYASH DAY TANK ROTARY FEEDER AND AIR SLIDE | DRE90L4 | 4FA52A5 | 2 | EA | 1208.94
PETE | 5008340 | 10.531.287 | MOTOR, DRIVE, 4.0 HP, 1700 RPM, 230/460 V, HD56 FRAME, TYPE P, 15 MIN DUTY, FOR LIMITORQUE RECYCLE VALVE OPERATOR-TYPE SMC, SIZE 0, ORDER 166382, S/N C402002 USED ON PETE 3 SCRUBBER, LIMITORQUE #B77V8001M-ZM. | 203RMVFDA1 | FV-110-1A RECYCLE PUMP DISCHARGE VALVE | B77V8001M-ZM | SB1EE10 | 1 | EA | 1690
PETE | 5004709 | 10.531.291 | MOTOR, 10 HP, 3600 RPM 460/360, CLAS F INS, 1.15 S.F. PREM EFF, TEFC C-FACE MOUNT WITH OR WO FEET, 215TC FRAME, DRIP COVER, 1.375" DIAM SHAFT W/0.312" SQ KEY, MG-1, 85 DBA @ 3', INSIDE BX GROUNDING INCL 120 VOLT SPACE HEATER FOR PETE 2&3. | 203RFBFLO1 | 3-1 BOOSTER FAN LUBE OIL SYSTEM | CEM3711T-M21A | SB1ID5 | 2 | EA | 1740.56
PETE | 5705160 | 10.531.292 | INTERDRIVE, U.S. MOTORS HERCULES SYNCROGEAR TYPE GDM-FRAME 32-RATIO 11.39-INPUT RPM 1750-OUTPUT RPM 155, ID #GT1007387-017 FOR LIMESTONE CONVEYORS #4 & 5, PETE 4 | 204RPCVB04 | #4 LIMESTONE CONVEYOR BELT, ROLLERS | GT1007387-017 | SB3E1A1 | 1 | EA | 2234.45
PETE | 5012581 | 10.531.298 | RAPPER MOUNTING SET, USED ON UNIT 4, 2014, E.S.P. UPGRADE. RAPPER PARTS. | 204ENP0000 | UNIT 4 PRECIPITATORS (PARENT) INCLUDES CONTROLS, TR SETS, VIBRATORS, RAPPERS, DOORS, LOCKS AND HIGH VOLTAGE BUSHINGS. *********CONFINED SPACE SEE NOTES PAGE 6********* | 40206-12 | 2FA4F34 | 10 | EA | 100
PETE | 5012934 | 10.531.307 | MUFFLER X-10, 1" NPT, FOR INGERSOLL RAND MODEL HL4001S00AA AIR DRYERS, USED ON PETE 2 & 3 BAGHOUSE INSTRUMENT AIR DRYERS. | 203BCOMP01 | UNIT 3 FABRIC FILTER COMPARTMENT #1, CONTAINS 34 ROWS OF 40 FILTER BAGS SUPPORTED ON WIRE CAGES, TOTAL OF 1360 BAGS. BAGS ARE 29.75' LONG, 5" DIAMETER. COMPARTMENTS ARE NUMBERED SO. TO NO., EAST TO WEST, S.E. IS #1, N.E.. IS #2. 2PI-FF-1801 DIFF.PRESS.GA | 680454 | 2FA4C23 | 2 | EA | 184
PETE | 5607427 | 10.531.311 | NAMEPLATE, EXTRA-LARGE, BLACK, 1-FIELD, G.E. NO. NP-118582B. | 203BSCN000 | UNIT 3 SOOTBLOWER CONTROLS | NP-118582B | 1FA5E25 | 6 | EA | 10.68
PETE | 3103085 | 10.531.342 | LUBRICANT, SILICONE GREASE, 14.1 OZ. GREASE GUN CARTRIDGE, FOR EWS & PETE SCRUBBER RECYCLE PUMPS DISCHARGE VALVES. (10 TUBES / CASE) | 203RDVF420 | FV 420-A WASTE SLURRY PUMP P8-3A DISCHARGE VALVE. | 111CMPD400G CRT | 1FA9A7 | 0 | TB | 0
PETE | 5009794 | 10.531.350 | KIT, LUBRICATOR, FOR LUBE SYSTEMS, USED ON PETE SCRUBBER LIMESTONE CONVEYORS & LUMP BREAKERS. | 204RPCVB01 | #1 LIMESTONE CONVEYOR FEEDER BELT, ROLLERS | RK 240RU EP2 | 2FA12A6 | 12 | EA | 384.72
PETE | 5713488 | 10.531.352 | LUBRICATOR, SPECIAL ALCOHOL, 1-1/2" NPT PORT SIZE, ALUMINUM BOWL W/ SIGHTGLASS, 64 OZ. CAPACITY, FOR PETE TOP ASH SYSTEMS. | 203AHTA000 | UNIT 3 TOP ASH SYSTEM | L606-12GJ | 2FA21I1 | 0 | EA | 0
PETE | 5513864 | 10.531.415 | FILTER, MEDIA, MICROMAT CHP, (W/O FRAME), FOR SEAL AIR FILTERS, USED ON PETE #3 & #4 COAL PULVERIZERS. {1" X 48" X 90 FT. LONG ROLL} | 203BFCMSAS | PULVERIZER SEAL AIR SYSTEM | SYC 1x48x90 | SB5AWALL | 90 | FT | 178.6
PETE | 5003060 | 10.531.428 | METER, FLOW, FISCHER-PORTER MODEL #10A6131N2C1X1XX, 0-1600 RANGE SCC/MIN, 1/4" FNPT CONNECTIONS, #821A014U45. FOR KVB SO2 ANALYZER AND MONITORING SYSTEM #3 UNIT SCRUBBER. |  |  | 821A045U45 | 2FA14E50 | 2 | EA | 285.26
PETE | 5013466 | 10.531.433 | FLOWMETER, NDE (NON-DRIVE END) BEARING, USED ON BOOSTER FANS, PETE UNIT 4 FGD, LUBE OIL SYSTEM, DWG #23999S1, S/N P208305. | 204RFBF001 | 4-1 BOOSTER FAN, WHEEL & BEARINGS *** CONFINED SPACE ENTRY *** SEE NOTES PAGE 6 *** | H701A-020 | 1FA11G13 | 1 | EA | 310
PETE | 6001936 | 10.531.435 | METER, FREQUENCY VIBRATION, #MM0013156 TYPE 21000-01-10-00-053-00-02 PROBE=21508 0 8MM WITH THREADED CONNECTION 3/4" USED ON VIBRATION MONITORSFOR 4-2 MOTOR DRIVEN BOILER FEED PUMP HYDRAULIC COUPLING. COUPLING. |  |  | MM0013156 | 2FA21G35 | 1 | EA | 1222.23
PETE | 5002867 | 10.531.436 | METER, KV-100UA, FOR RESEARCH COTTRELL INC, USED 3 MANUFACTURER PART NO = 85013-L1 | 203ENPRCP1 | UNIT 3 PRECIPITATOR 3-1 (SOUTH) INCLUDES CONTROLS, TR SETS, VIBRATORS, RAPPERS, DOORS, LOCKS AND HIGH VOLTAGE BUSHINGS. ***** CONFINED SPACE/SAFETY SEE NOTES PAGE 6 ***** | 85013-L1 | 2FA8B32 | 2 | EA | 302
PETE | 5504212 | 10.531.441 | LOCKNUT, W/ SET SCREW, FOR PETE #2, #3 & #4 ABB C-E SVCS. MODELS 823RPS & 903RP COAL PULVERIZERS, W/ DOUBLE ROW UPPER BEARING JOURNAL ASSEMBLIES, ITEM #105, DWG. #D-GP-3197, REV. #4. | 203BFCM001 | 3-1 PULVERIZER *** CONFINED SPACE ENTRY *** *** FOR PYRITE SECTION ONLY - SEE NOTES PAGE 6 *** | 80-162 | SB3M1B2 | 1 | EA | 1683.96
PETE | 5009105 | 10.531.454 | NUT, PUMP, 3/4-10 UNC CAP, NEOPRENE, FOR PETE #1 & #2 SCRUBBER & DEWATERING SUMP PUMPS, GALIGHER PUMPS MODELS 3SR4-5100 X 72 & 4SR4-5100 X 72. | 272ASP0100 | ASP 120-1 ABSORBER AREA SUMP PUMP EAST SIDE OF 120-1 ABSORBER TANK | 24573 | 2FA15A23 | 8 | EA | 321.59
PETE | 5304304 | 10.531.479 | NUT, ACME HEAVY HEX, 1-1/4"-5, FOR NONRISING SCREW, USED ON PETE #2 BURNER LINE ISOLATION VALVES. | 203BFCBA00 | A CORNER BURNERS, TILTS, LINKAGE, AND DRIVE UNIT | V390299.B01 | 2FA25F35 | 2 | EA | 492
PETE | 5706873 | 10.531.485 | LOCKNUT, TN-14, USED ON PETE 4 GYPSUM SUMP PUMPS. | 204LSP441A | LIMESTONE AREA SUMP 2 PUMP A (& MOTOR) | 05183 | 2FA6E14 | 2 | EA | 116.8
PETE | 5711978 | 10.531.486 | LOCKNUT, CONTROL VALVE, 1" DIAPHAGM, (1/2 X 13 THIN), FOR PETE #3 & #4 FLYASH DIFFUSERS, AS FURNISHED ON UC PO 54674-4. | 203AHFFA01 | A-1 PRECIP HOPPER AND NUVA FEEDER | 46059-5 | 1FA3E48 | 25 | EA | 33
PETE | 5008032 | 10.531.495 | LOCKNUT, LABRINTH, FOR PETE SCRUBBERS PROCESS WATER, DISPOSAL FEED & SULFITE PUMPS & PETE IUCS/CSI & DEWATERING FILTER FEED PUMPS, WARMAN PUMPS MODEL 6/4DAH & 4/3DAH. | 203RPMSP3A | 3-A SLURRY TRANSFER PUMP P4-3A (WEST PUMP, CONNECTED TO UNIT 3 MILL SLURRY TANK) | D061E62 | 2FA16E28 | 2 | EA | 351.01
PETE | 5706766 | 10.531.496 | LOCKNUT, LABYRINTH, FOR PETE #4 DEWATERING FILTER FEED PUMPS, WARMAN PUMPS MODEL 4/3CAH. | 203RPSP03A | 3-A MAKE-UP SLURRY PUMP P5-3A (EAST PUMP) (PUMP CONNECTED TO SLURRY STORAGE TANK) | C061E62 | 2FA6E45 | 3 | EA | 511.67
PETE | 5008056 | 10.531.515 | NUT, VALVE STUD, 1", RH, W/ SET SCREW, FOR PETE #3 IUCS KOMLINE-SANDERSON VACUUM FILTERS, S/N KDF-1289 (RH). | 203RWVFFL2 | FL-2 VACUUM FILTER ***CONFINED SPACE ENTRY*** ***SEE NOTES PAGE 6*** | 0390107 | 2FA16E30 | 1 | EA | 21
PETE | 5711953 | 10.531.518 | NUT, WING, 5/8" - 11 UNC, STAINLESS STEEL, FOR POKEHOLE & OBSERVATION PORT, USED ON PETE #3 & #4 PYRITE HOPPERS. | 203AHBAHA0 | UNIT 3 BOTTOM ASH SYSTEM A HOPPER AND ASSOCIATED EQUIPMENT | SK-46376 | 1FA3D38 | 3 | EA | 52.54
PETE | 5513922 | 10.531.526 | NUT, HANDLE, 5/8", SEPARATOR DOOR, FOR PETE ABB C-E SVCS. COAL PULVERIZERS INSPECTION DOORS. | 203BFCM001 | 3-1 PULVERIZER *** CONFINED SPACE ENTRY *** *** FOR PYRITE SECTION ONLY - SEE NOTES PAGE 6 *** | SC-1518 | 1FA13C20 | 18 | EA | 3268.78
PETE | 5301164 | 10.531.541 | MOTHERBOARD TRIAC, MODEL CONTROL PANEL #3 SOOTBLOWERS. | 203BSCN000 | UNIT 3 SOOTBLOWER CONTROLS | 169429 | 1FA3B4 | 1 | EA | 535.55
PETE | 5013019 | 10.531.543 | TIE MOTHERBOARD WITH COMPUTER MODULE FOR ULTRAFLOW 150 LONG RANGE SYSTEM (20KHZ) | 203ENEM00B | UNIT 3 SCRUBBER SO2,CO2,NOX BACK-UP C.E.M. INCLUDES SO2,CO2,NOX ANALYZERS, SAMPLE SYSTEM, DATA LOGGERS, PROBE CONTROLLER, FLOW TRANSDUCER, AND PRINTER. | 1903-0100-02 | 2FA20F5 | 2 | EA | 5398
PETE | 5613599 | 10.531.547 | MOTOR ASSEMBLY, 22-809, USED ON UNIT 4 TCV-9A AND 9B. | 203RFBFV01 | 3-1 BOOSTER FAN INLET VANES INCLUDES DRIVE UNIT, LINKAGE AND CONTROLS. NEW VANES AND DRIVE UNIT FOR ECC PROJECT. *** CONFINED SPACE ENTRY *** SEE NOTES PAGE 6 *** | 12-8061-20 | SB1GC2 | 1 | EA | 16160
PETE | 5003322 | 10.531.553 | MOTOR, 15 HP DRIVE, FOR ANDCO MODEL SFD30ABCD SO2 SCRUBBER INLET ISOLATORSMANUFACTURER PART NO = DM-1, 230/460 VAC, 1160 RPM, 284T FRAME. | 203RGMID0A | FD30-A MODULE INLET DAMPER INCLUDES DRIVE UNIT, DAMPER, CHAIN AND ELECTRICAL CONTROLS. | DM-1 | SB1JD5 | 1 | EA | 1204.35
PETE | 6407485 | 10.531.559 | MOTOR, 5 H.P. PACEMAKER, 184T FRAME, TYPE CE5B, 460 VOLT, MODEL #3145453001, 1740 RPM, 3 PH, DUTY- CONT., WITH BRAKE-STERNS STYLE UHC SIZE56A TORQUE #10, HOLDING AMPS 1.46/.073, INRUSH AMPS 1.86/.930 | 266CA09ATR | 9A TRIPPER ROPE HAUL **** SEE EQUIPMENT NOTES PAGE 6 **** *CUTTING AND WELDING PERMIT REQUIRED* |  | SB1ED11 | 2 | EA | 1600
PETE | 6407890 | 10.531.580 | MOTOR, ELECTRIC-AC, HORSEPOWER- 30, RPM- 1765 FRAME- 286T, 480 VOLTS, 3 PHASE, 60 Z, TYPE HSB | 204RWFRP5A | P105A FILTRATE PUMP MCC 101 FILTRATE PP P-105A |  |  | 0 | EA | 0
PETE | 5402979 | 10.531.584 | MOTOR, GEAR (CHARGING), FOR MA350C-1, 1200 AMP CIRCUIT BREAKERS - 125VDC/120VAC W/MECHANISM TYPE 15-1 (ROUND STYLE MOTOR) FOR SIEMENS-AC MODEL 4KV ACB. | 203AHSWM02 | 3-2 ASH SLUICE PUMP MOTOR INCLUDES MOTOR AND CONTROLS. |  | 2FA7C12 | 3 | EA | 3543.75
PETE | 5002581 | 10.531.596 | MOTOR, SYNCHRONOUS, 15RPH, 220V, 3W, FOR AUTO TIMING & CONTROLS,UNIT 3 PRECIPITATOR VIBRATR MANUFACTURER PART NO = 00006497002 | 203AHTA000 | UNIT 3 TOP ASH SYSTEM | 00006497002 | 2FA21A8 | 7 | EA | 595
PETE | 5003309 | 10.531.603 | MOTOR, 30 HP DRIVE,FOR ANDCO MODEL SFD201/B SO2SCRUBBER BOOSTER FAN OUTLETISOLATORS MANUFACTURER PART NO = DM-6, 230/460 VAC, 1760 RPM, 286T FRAME. | 203RFBFBO1 | F20-3-A SEAL AIR BLOWER FOR 3-1 BOOSTER FAN OUTLET DAMPER FD-20A | B08OF61400 | SB1JD5 | 1 | EA | 1904.48
PETE | 5009310 | 10.531.608 | MOTOR, CHARGING, ASSY., 120VAC /125VDC, FOR POWELL 4160V SWITCHGEAR, USED ON PETE #1 & #2 SCRUBBER. | 203ESSG0G1 | UNIT 3 6.9KV SWITCHGEAR G-1 - ECC RETROFIT JOB FOR 3-1 BOOSTER FAN AND TR-FF3A TRANSFORMER. BUS AND ENCLOSURES ALL CUBICLES, BREAKERS AND COMPONENTS. INSTALLED 2014. | 50960G04P | 2FA17C13 | 2 | EA | 1230
PETE | 5513835 | 10.531.611 | MOTOR, DRIVE, 5 HP, 3-PHASE, W/ THERMOSTATS, INVERTER READY, 460VAC, 184TC FRAME, 1750 RPM, TEFC, 13 FLA, 1-15 SERVICE FACTOR, 15 FT. LBS. TORQUE, CODE J, NEMA DESIGN B, FOR PETE #3 & #4 S-E CO. VOLUMETRIC COAL FEEDERS. | 203BFCF001 | 3-1 COAL FEEDER ********SEE EQUIPMENT NOTES PAGE 6 ********** ***NUCLEAR DENSITY GAGE ATTACHED TO PIPING*** | FE13132 | SB1EB10 | 1 | EA | 958.71
PETE | 5012966 | 10.531.618 | MOTOR, ELECTRIC, 15 HP, RPM 3520, 3 PH, FRAME 254T, 230/460, ENCL. TEFC, AMPS 35/17.5, BALDOR-RELIANCE SUPER E MOTOR, USED ON PETE PRECIPITATOR PENTHOUSE PRESS BLOWER 4-1 & 4-2 (A&B). | 204ENPHPB1 | UNIT 4 PRECIPITATOR PENTHOUSE PRESS BLOWER 4-1.. | EM2394T | SB1JD7 | 1 | EA | 1479.24
PETE | 6407884 | 10.531.619 | MOTOR, ELECTRIC-AC, HORSEPOWER- 10, RPM- 1730 FRAME- 215TC, 460 VOLTS, 13.4 AMPS, 3 PHASE, 60 HZ TYPE TF, U.S. MOTOR #P06P0840269F OR WESTINGHOUSE #82D58659. NO/FT. ALSO FOR 7-1 CLINKER GRINDER. | 203AHBGG0A | UNIT 3 (A) BOTTOM ASH HOPPER GRINDER | NV0104C | SB1EE10 | 2 | EA | 1524.43
PETE | 5002896 | 10.531.626 | MOTOR, ELECTRIC-AC, 1/2 HP, 1725 RPM, 3-PHASE, EC56C FRAME, 208-230/460 VOLTS, TEFC, F1. | 203RPMSMX0 | SLURRY TRANSFER TANK AGITATOR | VM3538 | 4FA52A6 | 2 | EA | 382.5
PETE | 5012908 | 10.531.628 | MOTOR, ELECTRIC, 1/20 HP, RUFFNECK UNIT HEATER REPLACEMENT MOTOR, 208/240 VAC, , USED ON PETE 2&3 BAGHOUSE HOPPER & DAMPER ENCLOSURES. | 203BCOMP01 | UNIT 3 FABRIC FILTER COMPARTMENT #1, CONTAINS 34 ROWS OF 40 FILTER BAGS SUPPORTED ON WIRE CAGES, TOTAL OF 1360 BAGS. BAGS ARE 29.75' LONG, 5" DIAMETER. COMPARTMENTS ARE NUMBERED SO. TO NO., EAST TO WEST, S.E. IS #1, N.E.. IS #2. 2PI-FF-1801 DIFF.PRESS.GA | B11041-02 | 2FA4D24 | 2 | EA | 384.62
PETE | 6624058 | 10.531.629 | MOTOR, ELECTRIC/AC, 3HP, 1760 RPM, 3PH, 182GHZ FRAME, 230/460 TEFC, FOR SEAL OIL VACUUM PUMP, USED ON PETE #3 G.E. TURBINE, S/N 170 X 583. |  |  | 5K182SN20446BP | SB1FC8 | 1 | EA | 2264
PETE | 5004503 | 10.531.633 | MOTOR, ELECTRIC-AC, HORSEPOWER- 7-1/2, RPM- 1760, FRAME- 213TDZ, 230/460V, W/ F2 MOUNT & DRIVE END LIPS SEALS. | 203RWVFFA1 | FL-1 VACUUM FILTER AGITATOR | 2YAB53385A1 | SB1ED11 | 1 | EA | 1410
PETE | 5003678 | 10.531.654 | O-RING, BEARING HOUSING, ITEM 496, FOR PETE #3 IUCS RECLAIM WATER PUMPS, GOULDS PUMPS MODEL 3175M, 6 X 8 X 18, S/N 237B948. | 203RDRWP3A | P6-3A RECLAIM WATER PUMP INCLUDES PUMP, MOTOR AND CONTROLS | C02495A268-5302 | 2FA14F40 | 2 | EA | 58.12
PETE | 5003143 | 10.531.659 | O-RING, PT #9140000-013 BUNA-N FOR WORTHINGTON 8-R-193, SLURRY PUMPS S/N B0753158. | 203RDWSP3A | WASTE SLURRY PUMP P3-3-A INCLUDES PUMP, MOTOR AND CONTROLS | 82265885 | 2FA14E6 | 2 | EA | 58.8
PETE | 5005145 | 10.531.671 | O-RING, FIG 21, FOR CHEMINEER MIXERS, MODEL 7-HTD-25, SIZE/DESC PETE 4 MANUFACTURER PART NO = 3200-086B-102C | 204RPRFMX1 | REAGENT FEED TANK MIXER MX-404-1 | 01000-260J | 4FA2E11 | 2 | EA | 28
PETE | 6716024 | 10.531.675 | FLOW CONDITIONER SPIRAL RING, YARWAY 9200 SERIES, ITEM 20, USED ON PETE 4 BOTTOM ASH RECIRC VALVE. | 204AHSWVR1 | 4-1 ASH SLUICE PUMP RECIRC VALVE/CHECK. | 10087381 | 2FA4B36 | 3 | EA | 6967.26
PETE | 5009030 | 10.531.680 | O-RING, IMPELLER SEAL, FOR PETE SCRUBBER ABSORBER BLEED, MILL SLURRY & PETE DEWATERING RECLAIM WATER & HYDROCLONE FEED PUMPS, WARMAN MODELS 6/4EAH & 6/4DAH & #4 CSI RETURN WATER & THICKENER SUMP PUMPS, MODEL 150SV-SPR. | 204MSP405A | BALLMILL SLURRY PUMP | F064S50 | 2FA14E49 | 2 | EA | 102.43
PETE | 5013516 | 10.531.682 | O-RING, ITEM #H111, USED ON PETE 4 SCRUBBER OXIDATION AIR COMPRESSORS. | 204OCS4402 | OXIDATION AIR COMPRESSOR SKID 2 | 89027296 | 1FA11F34 | 1 | EA | 3.51
PETE | 5013518 | 10.531.686 | O-RING, ITEM #T246, USED ON PETE 4 SCRUBBER OXIDATION AIR COMPRESSORS. | 204OCS4402 | OXIDATION AIR COMPRESSOR SKID 2 | N17V6290 | 1FA11F33 | 0 | EA | 0
PETE | 5305033 | 10.531.687 | O-RING, LENS, FLAME SCANNER, FOR PETE #2 ABB C-E SVCS. BOILER FLAME SCANNER IGNITION SYSTEM. | 204BFFSMAG | UNIT 4 FLAME SCANNER SYSTEM DETECTOR, TIPS, NOZZLES, TUBES AND ELECTRONICS | V00-4218 | 2FA11F5 | 2 | EA | 2
PETE | 5005414 | 10.531.694 | O-RING, NITRILE RUBBER, PT #156-698, FOR LIMESTONE PREP SYS-GR SPY SYS LUBRIC PUMP, MODEL #GRACO INC MODEL 203-869, PETE 4 | 204RPBMLO0 | BALL MILL LUBE SYSTEM | 156-698 | 4FA4E3 | 1 | EA | 3.15
PETE | 5721516 | 10.531.698 | O-RING, PIPING, 10-1/2" ID X 10-7/8" OD, FOR PETE #4 BOTTOM ASH PYRITE SYSTEM. | 204AHTKP01 | 4-1 PYRITE HOPPER AND CATEGORY'S OF THE HOPPER | 408807 | 1FA3C15 | 3 | EA | 118.5
PETE | 5005980 | 10.531.702 | O-RING, PUMP, FOR - 44-03 & 44-04 SLURRY FEED PUMPS ON PETE 4 SCRUBBER. |  |  | 35T86N238 | 2FA16F36 | 4 | EA | 10.84
PETE | 5003681 | 10.531.704 | O-RING, PUMP, SUCTION SIDEPLATE, ITEM 412C, FOR PETE #3 IUCS RECLAIM WATER PUMPS, GOULDS PUMPS MODEL 3175M, 6 X 8 X 18, S/N 237B948. | 203RDRWP3A | P6-3A RECLAIM WATER PUMP INCLUDES PUMP, MOTOR AND CONTROLS | CO2495A456 | 2FA14D28 | 3 | EA | 69.66
PETE | 5706067 | 10.531.707 | O-RING, PUMP, FOR PETE #4 CSI FILTER VACUUM PUMPS, NASH ENGINEERING CO. MODEL CL3002. | 203RWVP06A | P6A FILTER VACUUM PUMP | PK-0494 | 2FA15E57 | 2 | EA | 21
PETE | 5008356 | 10.531.712 | O-RING, .850 ID. X .015 W, FOR PUREGAS DRYERS ON CEM'S FOR STACK EMISSIONSAT PETE. PART NO. P-400-313-209. |  |  | P-400-313-209 | 2FA6E32 | 18 | EA | 9.9
PETE | 5003287 | 10.531.716 | O-RING, SEAL PLATE, ITEM 51-6 BUNA-N FOR 18" X 16" X 35 FRAME 6 DENVER SRL-C PUMP SER. #01-166483 TAG (P1-3) RECYCLE PUMPS PETE #3 SO2 REMOVAL. | 203RMRCPA1 | RECYCLE PUMP P1-3-A1 | 521035 | 2FA14F13 | 7 | EA | 8.61
PETE | 5003679 | 10.531.725 | O-RING, SHAFT SLEEVE, TEFLON, ITEM 412F, FOR PETE #3 IUCS RECLAIM WATER PUMPS, GOULDS PUMPS MODEL 3175M, 6 X 8 X 18, S/N 237B948. | 203RDRWP3A | P6-3A RECLAIM WATER PUMP INCLUDES PUMP, MOTOR AND CONTROLS | C02495A9996359 / 70721-539 | 2FA14F41 | 3 | EA | 94.11
PETE | 5005035 | 10.531.727 | O-RING, SHUTOFF VALVE, FOR VALVE, TOWER IN/OUTLET GARLOCK, INC., MODEL 13,TYPE BUTTERFLY MANUFACTURER PART NO = 64000-13 | 204RFBFV01 | 4-1 BOOSTER FAN VANES INCLUDES OPERATOR, LINKAGE AND CONTROLS *** CONFINED SPACE ENTRY *** SEE NOTES PAGE 6 *** | PT# 64000-13 | 4FA3E3 | 8 | EA | 72
PETE | 5009029 | 10.531.728 | O-RING, SLEEVE, (LONG SHAFT), FOR PETE #1 & #2 SCRUBBER ABS. BLEED, M-SLURRY, SEC. H-CLONE, SLURRY FEED & #4 REAG. FEED PUMPS & #4 CSI RETURN WATER & FF PUMPS, WARMAN PUMPS MODELS 064EAH RAAJ 5310 / 064EAH RAAQ 6211 & 8/6EAH. | 204MSP405A | BALLMILL SLURRY PUMP | E109S50 | 2FA14E49 | 1 | EA | 42.49
PETE | 5706787 | 10.531.751 | PANELVIEW PLUS 600, HMI, OPERATES ON 24 VAC, USED ON PIN PADDLE MIXER/UNLOADER FLUIDIZING CONTROL PANEL. | 203AHFU031 | 3-1 ROTARY DUSTLESS UNLOADER | 54674-23-207 | 2FA6H21 | 1 | EA | 1410
PETE | 5009444 | 10.531.752 | NOZZLE, SPRAYING, SPIRALJET TIP & FLANGE ASSY., TIP (REACTION BONDED SILICON CARBIDE), FLANGE (F.R.P. {FIBERGLASS REINFORCED POLYESTER}), FOR PETE #2 SCRUBBER ABSORBER TOWERS, DATA SHEET #36409-318. | 272RCN2200 | 122-1 ABSORBER LEVEL 2 RECYCLE NOZZLE UNIT 2. | 4HFSJX-SILCRB903180 | SB3B1B4 | 17 | EA | 38284
PETE | 5301118 | 10.531.753 | NOZZLE, PT #160111, FOR LOCATION 1 R/L & 2 R/L RETRACTS, PETE #3. | 203BSSBL01 | L-1 LONG RETRACT T 30 MARK 2 | 160111 | 1FA3A4 | 2 | EA | 1366.52
PETE | 5305517 | 10.531.754 | NOZZLE IGNITOR, INTERNAL MIX ATOMIZATION WAND ASSEMBLY, USED ON PETE 3 - 6" EDDY PLATE SIDE IGNITOR W/SCANNER. | 203BFOS000 | UNIT 3 BOILER IGNITION SYSTEM | EPSD-0583-C-24 | 1FA24D5 | 1 | EA | 1710
PETE | 5305606 | 10.531.758 | INTERNAL MIX AUTOMIZATION NOZZLE ASSEMBLY (WAND), NOZZLE IGNITOR, BOILER IGNITION SYSTEM, USED ON PETE 4 - 6" EDDY PLATE SIDE IGNITOR W/SCANNER. | 204BFOS000 | UNIT 4 BOILER IGNITION SYSTEM. | 75-IMIX-C-24 | 1FA24D5 | 1 | EA | 1670
PETE | 5706823 | 10.531.759 | NOZZLE KIT, MIXER UNLOADER, USED ON PADDLE MIXER/UNLOADER 4050, AT PETE 3&4 FLY ASH SILOS. | 203AHFU031 | 3-1 ROTARY DUSTLESS UNLOADER | 6200-89-1 | 2FA6C4 | 5 | LT | 6975
PETE | 5003049 | 10.531.762 | NOZZLE, DEMISTER WASH HEADER (UPPER) 3/8" MALE THREAD, 316SS, 156M | 203RMNZDUA | "A" UPPER DEMISTER WASH NOZZLE AND PIPING. *** CONFINED SPACE ENTRY *** *** SEE NOTES PAGE 6 *** | 11682 | 2FA14C14 | 20 | EA | 859.43
PETE | 5711205 | 10.531.768 | NOZZLE, PUMP, FOR BOTTOM ASH JETPULSION PUMPS, USED ON PETE #2, #3 & #4 PYRITE HOLDING TANKS & ASH HOPPER HYDRO-EJECTORS. | 203AHTKP00 | UNIT 3 PYRITE HOLDING TANK. NORTH OF 3-6 PULV. | 403100-91 | 1FA3C14 | 1 | EA | 278
PETE | 5109671 | 10.531.769 | NOZZLE, SPRAY, #6-40 DEG., FOR LANDA POWER WASHERS, MODEL SDHW 6-3000. | 203RWVFFL1 | FL-1 VACUUM FILTER ***CONFINED SPACE ENTRY*** ***SEE NOTES PAGE 6*** | 87114110 | 1FA8F49 | 9 | EA | 88.59
PETE | 5706613 | 10.531.770 | NOZZLE, SPRAY, CLOTH WASH, 303SS, FOR PETE #4 DEWATERING BELT FILTER, EIMCO MODEL 3M65 EXTRACTOR, S/N CSP0000326-01/02. | 272GDF0400 | GDF 44-04 GYPSUM DEWATERING FILTER | 588700-01 | 2FA1F45 | 14 | EA | 478.45
PETE | 5005995 | 10.531.772 | ABSORBER SPRAY NOZZLES, LOWER MID LEVEL PERIMETER S1B HEADER, FOR PETE 4. | 204RMNZAA0 | A TOWER ABSORBER SPRAY NOZZLES. | 153551 TH-60117/2 | SB1KC6 | 9 | EA | 2676.33
PETE | 5005998 | 10.531.773 | ABSORBER SPRAY NOZZLES, UPPER LEVEL PERIMETER, S2 HEADER, FOR PETE 4. | 204RMNZAA0 | A TOWER ABSORBER SPRAY NOZZLES. | 147860 TH- 57247/2 | SB1KC6 | 9 | EA | 2213.46
PETE | 5003968 | 10.531.775 | NOZZLE, SPRAYING, FEMALE FITTING, 316SS, FOR PETE #3 SCRUBBER PRESATURATOR SPRAYING SYSTEMS. | 203RMD0000 | SCRUBBER "D" MODULE SYSTEM | FMP312W316 | 2FA15C24 | 30 | EA | 4150.7
PETE | 5706825 | 10.531.776 | NOZZLE, SPRAY, 1", USED ON PADDLE MIXER/UNLOADER 4050, AT PETE 3&4 FLY ASH SILO. | 203AHFU031 | 3-1 ROTARY DUSTLESS UNLOADER | 403044-36 | 2FA6E8 | 5 | EA | 1490
PETE | 5711463 | 10.531.777 | NOZZLE, SPRAY, 3/4", FOR PETE #4 BOTTOM ASH PYRITE HOPPERS (SK-1339-21), PER UC PO 54674-4. |  |  | 40382-30 | 1FA3F28 | 2 | EA | 46
PETE | 5005962 | 10.531.778 | NOZZLE, SPRAYING, 3/8", MIST ELIMINATOR, FOR PETE #4 SCRUBBER WASH SYSTEM. | 204RMNZDAL | A TOWER DEMINSTER SPRAY NOZZLES LOWER. | D-34139-03 | 2FA15F49 | 40 | EA | 1557.95
PETE | 5013459 | 10.531.779 | NOZZLE, SPRAY , VEEJET, 316SS, USED ON MERRICK WEIGH FEEDER, MODEL 450-36-G, S/N 30491, PETE 4 LIMESTONE PREP BLDG. | 204LSW4405 | LIMESTONE WEIGH FEEDER FOR BALLMILL 44-05 | FP2065 | 1FA11E26 | 2 | EA | 246
PETE | 5305959 | 10.531.784 | NOZZLE, COAL, CERAMIC LINED (1" WELDABLE), 22" X 32" W X 34" H, FOR PETE #4 ABB C-E SVCS. LOW NOX BOILER, DWG. #05474-1E9254, REV. 00. | 204BFCBA00 | A CORNER BURNERS, TILTS, LINKAGE, AND DRIVE UNIT | 903-2344-AA |  | 0 | EA | 0
PETE | 5301125 | 10.531.786 | NOZZLE, HEAD ASSY, FOR COPES-VULCAN, MODEL RW-5E, UNIT PETE 3 MANUFACTURER | 203BSSBA01 | A-1 "A" ROW WALL SOOTBLOWER | 197106 | 1FA3C7 | 9 | EA | 800.46
PETE | 5009445 | 10.531.787 | NOZZLE, MIST ELIMINATOR, POLYPROPYLENE (NATURAL), FULLJET, 1ST STAGE BOTTOM WASH, FOR PETE #1 SCRUBBER ABSORBER TOWERS, DATA SHEET #38591. | 272MEW1100 | MIST ELIMINATOR 1ST STAGE BOTTOM WASH NOZZLE. UN 1 | 38498-1-1/4-PP110160 | 2FA14A29 | 53 | EA | 11309.01
PETE | 5711201 | 10.531.789 | NOZZLE, PUMP, 2", 416 SS, FOR PETE #3 & #4 BOTTOM ASH HOPPER JETPULSION PUMPS. | 203AHEA000 | "A" ASH HOPPER HYDRO-EJECTOR LOCATED AT "A" ASH HOPPER AT BOTTOM OF DOGHOUSE | 403100-90 | 1FA3C13 | 2 | EA | 632
PETE | 5009442 | 10.531.790 | NOZZLE, SPRAYING, SPIRALJET TIP & FLANGE ASSY., TIP (REACTION BONDED SILICON CARBIDE), FLANGE (F.R.P. {FIBERGLASS REINFORCED POLYESTER}), FOR PETE #1 & #2 SCRUBBER ABSORBER TOWERS, DATA SHEET #36409-211. | 272RCN1100 | 121-1 ABSORBER LEVEL 1 RECYCLE NOZZLE UNIT 1. | 4HFSJX-SILCRB902110 | SB3B1B3 | 10 | EA | 22450
PETE | 5205013 | 10.531.798 | NUT IMP M20X1..5 R WEIR PUMP-SUBMERSIBLE, 300 GPM AT 83 TDH-54674-25-22 | 245BARASPA | RADS AREA SUMP PUMP A. 300 GPM @ 83FT TDH | 611214-096H | 2FA25E70 | 1 | EA | 290.43
PETE | 5706181 | 10.531.802 | NUT, CABLE PT.# 406077 MERRICK MODEL 460 DS WEIGHTOMOTOR S/N# 13532/3 (WS-1A & 1B) FILTER CAKE SCALE IUCS PETE 3. |  |  |  | 1FA11F21 | 2 | EA | 8.62
PETE | 3906411 | 10.531.847 | PACKING, ITEM #32, 8 RINGS PER SET FOR 8" - 300 # ATWOOD & MORRILL VALVE,PETE #2, AND PETE#3 | 202SEVN002 | NRV-2, 2ND PT EXTRACTION 8" 300# REQUIRES SCAFFOLD TO REBUILD / SERVICE VALVE. | 25781045S001 | 1FA16F4 | 2 | ST | 176
PETE | 5012900 | 10.531.849 | PACKING SETS, INLET DAMPER, USED ON FOSTER WHEELER P.J.F.F. (BAGHOUSE) INLET DAMPERS. | 203BA3101Y | UNIT 3 FABRIC FILTER - COMPARTMENT 1, INLET DAMPER, ,EFFOX LOUVER DAMPER, 3BA3101Y; 3ZS-BA-3101O-OPEN LIMIT SW. 3ZS-BA-3101C-CLOSE LIMIT SW. 3SV-BA-3101O-OPEN SOV 3SV-BA-3101C-CLOSE SOV NORGREN 10 X 12 CYLINDER PART #'S LISTED IN NOTES | E335000029 | 2FA4G12 | 4 | EA | 2054.76
PETE | 5305462 | 10.531.852 | PACKING, TRIFECTA, PACKING SET, TFE, V-RING, FOR PETE 1,2,3,4 BOILER IGNITION SYSTEM. | 203BFOS000 | UNIT 3 BOILER IGNITION SYSTEM | V00-10154 | 2FA25H26 | 4 | EA | 532
PETE | 5711706 | 10.531.864 | PACKING, ITEM #4 FOR DE ZURICK GATE VALVE MOD. #9092056 SIZE 12", BODY-304SUPP. 100 SEAT-AM TEMP -450 C.V.-5060, AG-9&10 UNIT #3 P/N 1037752. | 203AHVYG09 | COV-2048 "AG-9" VALVE FOR ASH GOING TO IUCS. |  | 1FA3E34 | 0 | ST | 0
PETE | 6501119 | 10.531.866 | PACKING, PT. #223436-02 USED ON UNIT 3 TURBINE DRIVEN BOILER FEED PUMPS OIL PURIFIER. |  |  |  | 2FA12E55 | 4 | EA | 7.6
PETE | 5706106 | 10.531.874 | PACKING, TFE #54, DWG.# A-17477, FOR 6" DEZURIK 3-WAY VALVE, PETE 3 MANUFACTURER'S PART NO 1001544 | 203RW00000 | UNIT 3 SCRUBBER WASTE SYSTEM (IUCS) |  | 2FA15E56 | 1 | ST | 72.37
PETE | 5711447 | 10.531.876 | PACKING, VEE, ROD 40617 (5 PER SET) FOR 3" X 6 3/8" CYL. (3-4401-61) AS FURNISHED ON UCC PO 5467404 FOR ASH HANDLING SYS, PETE #3. |  |  |  | 1FA3F25 | 2 | ST | 19.76
PETE | 5003665 | 10.531.880 | PACKING, LANTERN, CLASSS FILLED TEFLON, FOR GOULDS PUMPS, MODEL 3175M, SIZE 6 X 8 X 18 MANUFACTURER PART NO = R76498 | 203RDRWP3A | P6-3A RECLAIM WATER PUMP INCLUDES PUMP, MOTOR AND CONTROLS | R76498 | 2FA14F37 | 4 | EA | 322.36
PETE | 5003953 | 10.531.881 | PACKING, MOLDED RING, P/N 2Z13TFGP, ITEM #113, TFGP FOR DURIRON PUMP-SIZE 3 X 23 13/100 S/N 180393, 220 GPM, 1750 RPM, USED AS #3 SLUDGE REMOVAL FILTRATE PUMPS. | 203RWFRP5A | P5A FILTRATE PUMP | 2Z113-TFGP | 2FA15F31 | 3 | EA | 170.19
PETE | 5008307 | 10.531.884 | PACKING, ROPE, 1" SQUARE X 13 FT. LONG, FOR MAIN SUPPORT BEARING, USED ON PETE #3 & #4 SCRUBBER LIMESTONE BALL MILL. | 203RPBM000 | M2-3 BALL MILL LINERS,SCREENS,AND INTERNALS | PACKMASTER 2 | SB3B2B4 | 2 | EA | 779.4
PETE | 2903332 | 10.531.886 | PACKING, ROPE, INSERT, 3/4" X 15 FT. ROLL, JOINT SEALANT, INERTEX UHF OR EQUAL. | 203RDRW31T | RECLAIM WATER TANK *** CONFINED SPACE ENTRY *** *** SEE NOTES PAGE 6 *** | RSJS3415 | 1FA8C15 | 10 | RL | 927.4
PETE | 5008226 | 10.531.897 | PACKING, FOR 30" AEROQUIP TJ CYLINDER, ON CLARKSON KNIFE GATE VALVE VICTORPART NO = 5070-31 | 204RDVYA1B | A-1 ABSORBER FEED PUMP SUCTION VALVE FV-403A | 5070-31 | 2FA5E12 | 16 | EA | 194.88
PETE | 5301053 | 10.531.901 | PACKING, AIR VALVE, CRANE, FOR RETRACTABLE SOOT BLOWER CRANE PACKING, MODEL T-30 MK II, UNIT PETE 3 & 4. | 203BSSBA01 | A-1 "A" ROW WALL SOOTBLOWER | 268793 | 1FA3C3 | 8 | ST | 82.08
PETE | 5706016 | 10.531.904 | PACKING, GLAND, 1/2", "NEW STYLE", FOR 18" "XL" ROTARY VALVE, USED ON PETE #3 & #4 IUCS/CSI FLYASH ROTARY FEEDERS. | 203RWFARF0 | FLYASH ROTARY FEEDER AND MOTOR | 4T-1227-10 | 2FA15D20 | 2 | ST | 678
PETE | 5711717 | 10.531.906 | PACKING, ITEM #52 FOR DE ZURICK GATE VALVE MOD. #9092956, SIZE-12", BODY-304 SUPP.-100 SEAT-AM TEM -450 C.V.-5060, USED UNIT 3 P/N 1003644 | 203AHVYG09 | COV-2048 "AG-9" VALVE FOR ASH GOING TO IUCS. | G1003644 | 1FA3F31 | 2 | ST | 137.94
PETE | 5721533 | 10.531.917 | PACKING, VALVE, SQUARE, 5/8" X 8-1/2 FT. LONG, FOR 12" KNIFEGATE VALVE, MODEL 150W, USED ON PETE #2, #3 & #4 BOTTOM ASH DISCHARGE SYSTEMS. | 203AHVY41A | COV-2041-1 "A" ASH HOPPER DISC LINE 12" 150 W KNIFE GATE. | 406150-7 | 4FA56B3 | 2 | EA | 57.73
PETE | 5009627 | 10.531.922 | PACKING, VALVE, 4" COSMIX CERAMIC PACKING SET, FOR FUJIKIN BALL VALVE (LEVEL CONTROL), USED ON PETE #1 & #2 SCRUBBERS. | 204MUWV344 | RECLAIM WATER MAKE UP VALVE AT DISPOSAL TANK, VALVE LCV-344 UPGRADE# 44-RWS-DCV-224 | C400-10-13 | 2FA15F8 | 2 | ST | 108.45
PETE | 5706821 | 10.531.930 | PACKING, BRAIDED YARN, USED ON PADDLE MIXER/UNLOADER 4050 AT PETE 3&4 FLY ASH SILO, UCC DWG. #5-6200-88-10. | 203AHFU031 | 3-1 ROTARY DUSTLESS UNLOADER | 406179-2 | 2FA6B16 | 8 | FT | 185.6
PETE | 2903340 | 10.531.933 | PACKING, (STYLE 1298) NON-ASBESTOS, 1/2" SQUARE, HI-TEMP, GRAPHITE. (5 LB. SPOOL) | 204RGMOD1A | A TOWER OUTLET DAMPER & OPERATOR | STYLE 1298 | 1FA4D37 | 10 | LB | 1750
PETE | 2903343 | 10.531.934 | PACKING, NON-ASBESTOS, 3/4" SQUARE, HI-TEMP, GRAPHITE. (10 LB. SPOOL) | 203ENPRCP1 | UNIT 3 PRECIPITATOR 3-1 (SOUTH) INCLUDES CONTROLS, TR SETS, VIBRATORS, RAPPERS, DOORS, LOCKS AND HIGH VOLTAGE BUSHINGS. ***** CONFINED SPACE/SAFETY SEE NOTES PAGE 6 ***** | STYLE 814 / 1298 | 1FA4F40 | 20 | LB | 3500
PETE | 5706010 | 10.531.935 | PACKING, LANTERN RING, FOR PETE #3 IUCS/CSI FLYASH ROTARY FEEDER (IT 1-6), DELTA/DUCON 18" TYPE B-2, NON-REVERSING, ASSY. MARK #2T-1209, T-929C, I.D. #17212. | 203RWFARF0 | FLYASH ROTARY FEEDER AND MOTOR | 4T-360-4 | 2FA15E53 | 2 | EA | 241.57
PETE | 5301060 | 10.531.936 | PACKING, FOR WALL BLOWERS COPES-VULCAN, MODEL RW-5E. | 203BSSBA01 | A-1 "A" ROW WALL SOOTBLOWER | 280863 | 1FA3B2 | 25 | EA | 696
PETE | 2903063 | 10.531.938 | PACKING, NON-ASBESTOS, 5/8" SQUARE, MULTI-PURPOSE, GRAPHITE. (5 LB. SPOOL) | 203AHSWP01 | 3-1 ASH SLUICE PUMP | STYLE 98 | 1FA4F42 | 10 | LB | 2940
PETE | 5008231 | 10.531.944 | O-RING, FOR 30" AEROQUIP TJ CYLINDER, ON CLARKSON, TYPE KNIFE GATE VALVE MANUFACTURER PART NO = 5145-250A | 204RDVYA1B | A-1 ABSORBER FEED PUMP SUCTION VALVE FV-403A | 5145-250A | 2FA5F12 | 8 | EA | 146.08
PETE | 5301753 | 10.531.951 | O-RING, TRAVERSING GEARBOX ASSY ON WALL DESLAGGER C-V, MODEL RW-6E W/LIMITED SWEEP (LH UNITS) PETE 4 MANUFACTURER PART NO = 131323 | 204BSSBA01 | A-1 "A" ROW WALL SOOTBLOWER. | 131323 | 2FA19G9 | 10 | EA | 6.6
PETE | 6605968 | 10.531.969 | COVER O-RING, USED ON PETE 4 NEUTRALIZATION FILTER ASSEMBLY. (PKG OF 3) |  |  | U0234NEUTFLT-5 | 2FA23E20 | 1 | EA | 175
PETE | 6001609 | 10.531.970 | O-RING, FILTER ASSEMBLY, USED ON TC-3 FOR UNIT #3-B.S.B. TEMP CONTROLLER WKM P/N 316455 |  |  | 316455 | 2FA24G9 | 3 | EA | 0.3
PETE | 5205341 | 10.531.971 | O-RING FOR GOULDS PUMPS, PETE 3&4 HP ASH WATER PUMPS. | 24534HPWPA | UNITS 3 & 4 HIGH PRESSURE WATER SUPPLY PUMP A, MOTOR, PIPING, VALVES, INSTRUMENTS AND CONTROLS. 3,500 GPM @ 420FT TDH | C02495A2395302 | 2FA22F39 | 10 | EA | 345
PETE | 6625263 | 10.531.974 | O-RING, KIT, CONTROL PACK, FOR G.E. COMPANY, S/N 170X755 TURBINE, AREA PETE 4, MANUFACTURER PART NO = 115D2402G0013 |  |  | 115D2402G0013 | 2FA25F52 | 2 | EA | 64
PETE | 5004149 | 10.531.976 | KIT, SERVICE, FOR MARK CONTROLS, MODEL 896, MANUFACTURER PART NO = 9372G | 203RDWSP3A | WASTE SLURRY PUMP P3-3-A INCLUDES PUMP, MOTOR AND CONTROLS | 9372G | 2FA19G47 | 1 | EA | 90.72
PETE | 5711449 | 10.531.983 | O-RING, 40636-47 FOR 3" X 6 3/8" CYL. (3-4401-61) AS FURNISHED ON UCC PO 54674-4 FOR ASH HANDLING SYS, PETE #3. |  |  |  | 1FA3F26 | 7 | EA | 3.64
PETE | 6501157 | 10.531.988 | O-RING, BLOCK, MATERIAL BUNA-N. REF.PTS.LIST DP-14 INDEX #16 FOR WORCESTERSER. 34 PNEUMATIC ACTUATOR SIZE 1 1/2" MK44B3, STYLE B34S R2, UNIT #4 TURBINE LUBE OIL CONDITIONER. |  |  |  | 2FA21E48 | 3 | EA | 3
PETE | 5008487 | 10.532.016 | O-RING, PROBE HEATER, VITON, (PACKAGE OF 10) EPM ENVIRONMENTAL MODEL 797.302 DILUTION PROBE FOR HEATER MOUNTED ON EXTENSION PIPE, CEMS SYS. | 203ENSHED2 | UNIT 3 FGD STACK PRIMARY CONTINUOUS PARTICULATE MONITOR SHELTER, MSI 05-0063. CONSISTS OF PARTICULATE MONITOR RACKS, DATA LOGGERS, AIR CLEAN-UP SYSTEM, FIRE DET. SYS., TOXIC GAS DET. SYS.,HVAC SYS., POWER DIST. PANEL, UPS'S, ALL LIGHTING AND RECEPTS. | 78-118 | 1FA1E14 | 2 | PQ | 180.44
PETE | 5008353 | 10.532.033 | O-RING, .362 ID. X .103 W., FOR PUREGAS DRYERS ON CEM'S FOR STACK EMISSIONS AT PETE. PART NO. P-400-313-110. |  |  | P-400-313-110 | 2FA6E31 | 20 | EA | 10
PETE | 5711920 | 10.532.043 | PIN, CLEVIS, 1/2" X 1-3/4" LONG, FOR PETE #3 & #4 FLYASH DIFFUSER GATE CYLINDERS, PER UC PO 54674-4. | 203AHBD001 | 3-1 DEWATERING BIN, GATES AND SCREENS | SK44244 | 1FA3F41 | 20 | EA | 36.33
PETE | 2113300 | 10.532.046 | PIN, HAIR "COTTER" #16 (100 PER PKG.) FOR 1/2" DIA. SHAFT USED ON UNIT 3 PRECIPITATORS. |  |  | 45288 | 1FA15C31 | 12 | PQ | 132.84
PETE | 5706844 | 10.532.047 | PIN- KIT, COVER W/HARDWARE, 9.18", MDL 4050, USED ON PADDLE MIXER/UNLOADER , AT PETE UNIT 3&4 FLYASH SILO, | 203AHFU031 | 3-1 ROTARY DUSTLESS UNLOADER | 6200-77-3 | 2FA15G11 | 6 | EA | 444
PETE | 5604173 | 10.532.052 | PIN, GROOVE, TYPE C, FOR FISHER TRIP VALVE, ABB COMBUSTION ENG, S/N 9303655/4STV-2, UNIT 4 MANUFACTURER PART NO = 18599038992 | 204BFVT002 | STV 2 IGN FUEL OIL TRIP VV | 18599038992 | 2FA25E7 | 1 | EA | 0.97
PETE | 5721044 | 10.532.058 | PIN, LOCATING CARBON RING, PT #42087 FOR HOFFMAN CENTRIFUGAL BLOWERS #41B1ON 4-1 & 4-2 FLUIDIZING BLOWER, S/N 0782005 & 0782006 PREC. ASH SYS., UNIT#4. | 204AHFBP01 | 4-1 PRECIPITATOR FLUIDIZING BLOWER | 42087 | 2FA25H12 | 2 | EA | 1
PETE | 5301288 | 10.532.059 | PIN, LOCK, FOR DEZURIK, SIZE 12 IN MANUFACTURER PART NO = 1003652 | 203AHFFA01 | A-1 PRECIP HOPPER AND NUVA FEEDER | 1003652 | 1FA3F56 | 12 | EA | 48
PETE | 5713462 | 10.532.061 | PIN, PIVOT, UCC PT #404189 FOR 10" SWING DISC GATE ASSY FOR PETE #4 ASH SYSTEM. |  |  | 404189 | 4FA5G12 | 2 | EA | 8.7
PETE | 5304268 | 10.532.062 | PIN, PIVOT, NOZZLE, AIR TIP ASSEMBLY, FOR PETE #1, #2 & #3 ABB C-E SVCS. BOILER FUEL BURNERS, DWG. #E-467-505, C-E CONTR. #13762. | 203BFCBA00 | A CORNER BURNERS, TILTS, LINKAGE, AND DRIVE UNIT | XB-964-140 (3-11) | 1FA6F33 | 26 | EA | 1770.63
PETE | 5305509 | 10.532.063 | PIN, PIVOT, NOZZLE TIP ASSY., FOR MAIN WINDBOX, USED ON PETE #2 ABB C-E SVCS. BOILER FUEL BURNERS. | 204BFCBD00 | D CORNER BURNERS, TILTS, LINKAGE, AND DRIVE UNIT | 902-3881-BA | 1FA6D11 | 4 | EA | 388
PETE | 5504552 | 10.532.064 | PIN, PIVOT, 1-3/8" DIA W/SNAP RING, UPPER & LOWER AIR CYL. | 203BFBG001 | 3-1 PULVERIZER BLAST GATE (ALSO CALLED P GATE) INCLUDES GATE, SOLENOID, SWITCH, AND CYLINDERS. | P-13 PIVOT PIN 1-3/8'' DIA W/SNAP RING | 1FA13C7 | 4 | EA | 52.8
PETE | 5301278 | 10.532.071 | PIN, ROLLER, FOR REPAIRS TO SOOT BLOWER DIAMOND POWER SPEC, MODEL MK-II T-30, TYPE RETRACT. PT# 5061675. | 203BSSBL01 | L-1 LONG RETRACT T 30 MARK 2 | S061675 | 1FA4E10 | 2 | EA | 291.12
PETE | 5004745 | 10.532.073 | PIN, SHEAVE, WELDMENT, USED ON PETE 3 THICKENER LIFT. | 203RDTHDE0 | THICKNER DRIVE COMMON EQUIP & TORQUE DEVICE | L48774-1.SLC1 | 2FA1F14 | 1 | EA | 1000
PETE | 5013416 | 10.532.075 | PIN, SWIVEL VANE, USED ON BOOSTER FANS, PETE UNIT 4 FGD, VLV DAMPER COMPONENT, DWG# P208305-D30-400001, S/N P208305. |  |  | D30-400001.10 | 1FA11E32 | 3 | EA | 78
PETE | 5607485 | 10.532.076 | PIN, TAPER, FOR S.B. CONTROL PNL C-V P/N 130279 FOR SOOT BLOWER CONTROL PANEL (TSDGC) C-V JOB #7330-31396 PETE #3. |  |  | 130279 | 2FA15E17 | 25 | EA | 9.75
PETE | 2113222 | 10.532.077 | PIN, TAPER-SIZE #4 X 3" MILLED STEEL |  |  | 1169068 | 1FA9F8 | 13 | EA | 5.07
PETE | 5701092 | 10.532.095 | PIN, SPHERICAL HEAD, 3", USED ON THE SHEARDISK VALVE, ON THE NUVA FEEDER, PETE 2&3 BAGHOUSE. | 203BCOMP01 | UNIT 3 FABRIC FILTER COMPARTMENT #1, CONTAINS 34 ROWS OF 40 FILTER BAGS SUPPORTED ON WIRE CAGES, TOTAL OF 1360 BAGS. BAGS ARE 29.75' LONG, 5" DIAMETER. COMPARTMENTS ARE NUMBERED SO. TO NO., EAST TO WEST, S.E. IS #1, N.E.. IS #2. 2PI-FF-1801 DIFF.PRESS.GA | 191697 | 2FA11F56 | 2 | EA | 111
PETE | 5706551 | 10.532.101 | PIN, WRIST, FOR FILTER DRUM VAT AGITATOR, USED ON PETE #4 CSI VACUUM FILTERS, FL-101 & FL-102, DORR-OLIVER S/N CSP0000252-1. | 204RWVFFA1 | FL-101 VACUUM FILTER AGITATOR | 850636A | 2FA1E47 | 2 | EA | 108
PETE | 5702010 | 10.532.102 | PIN, DOOR, 1.12 DIA X 10.38 LG, 1018CS, ACCESS, 24" DIA DOOR, USED ON PETE 1,2,3,4 BOTTOM ASH DOGHOUSE DOOR. | 203AHBHH0A | UNIT 3 (A) BOTTOM ASH HOPPER ***CONFINED SPACE ENTRY*** ***SEE NOTES PAGE 6*** | 4979 | 1FA3E50 | 1 | EA | 39
PETE | 5301297 | 10.532.104 | PIN,ITEM 74,FOR COPES-VULCAN, MODEL RW-5E RETRACT SOOT BLOWER MANUFACTURERPART NO = 144207 | 203BSSBA01 | A-1 "A" ROW WALL SOOTBLOWER | 144207 | 1FA4E12 | 1 | EA | 6.55
PETE | 5513691 | 10.532.106 | PIN, SCRAPER, W/ SET SCREW (LOOSE), FOR PETE ABB C-E SVCS. COAL PULVERIZERS, MODELS 683RPS, 823RPS & 903RP. | 203BFCM001 | 3-1 PULVERIZER *** CONFINED SPACE ENTRY *** *** FOR PYRITE SECTION ONLY - SEE NOTES PAGE 6 *** | GP-2694-PA | 1FA13D7 | 9 | EA | 1039.73
PETE | 5006980 | 10.532.107 | PINCH BAR FOR 6" RKL SERIES MODEL #LAF-ATSOP CONTROL VALVE, USED ON PETE 3 FILTER DRUMS MAIN SLURRY ISOLATION VALVES. | 203RWVFFL1 | FL-1 VACUUM FILTER ***CONFINED SPACE ENTRY*** ***SEE NOTES PAGE 6*** |  | 2FA23I22 | 2 | EA | 1146.88
PETE | 5301244 | 10.532.108 | PINION GEAR KEY, PETE 4 ECONOMIZER SOOTBLOWERS | 204BSSBL11 | L-11 ECONOMIZER RETRACTABLE BLOWER | BE-1589 | 1FA8F17 | 4 | EA | 29
PETE | 5301208 | 10.532.109 | PINION, GEARBOX, | 204BSSBL11 | L-11 ECONOMIZER RETRACTABLE BLOWER | BE-N1-46788-US | 1FA8E49 | 4 | EA | 343.16
PETE | 5004672 | 10.532.113 | PINION, MAIN, C60P-B60P, FOR PETE #3 IUCS THICKENER, EIMCO PROCESS EQUIPMENT TYPE C, W/ C60B2P RAKE DRIVE & CLD-60 LIFTING MECHANISM, S/N 76011-01. | 203RDTHDE0 | THICKNER DRIVE COMMON EQUIP & TORQUE DEVICE | 203919A | SB1FC7 | 1 | EA | 12511
PETE | 5706127 | 10.532.114 | PINION, HELICAL, FOR MODEL BM-D24828 REDUCER, USED ON 24" DIA. X 13'-6" LONG MIXER, #BM-D28458, S/N 10149, FOR PETE #3 & #4 SLUDGE WASTE TREATMENT, MFT. P/N D4738. | 203RWPM000 | PUG MILL | D4738 | 2FA15C25 | 0 | EA | 0
PETE | 8611031 | 10.532.118 | PINS, LOCK PT #3A-3B FOR HOLMES PULVERIZER - MODEL 501 S/N 36271-26 SIZE 6X 2, USED AS LABORATORY COAL PULVERIZER. (1 DOZEN PINS PER PKG) | 266MBCLPUL | COAL LAB PULVERIZER |  | 2FA1E5 | 9 | PQ | 49.5
PETE | 5301121 | 10.532.119 | FEEDPIPE ASSY, FOR RETRACT LOCATIONS R/L THRU 9R/L COPES-VULCAN, MODEL MK-IIE T-30, TRAVEL 30'10", (OVERALL LENGTH 33'9 1/4") | 203BSSBL01 | L-1 LONG RETRACT T 30 MARK 2 | CE-7330-31390-50 | SB5C2A | 2 | EA | 7191.67
PETE | 3202313 | 10.532.130 | PIPE, 22" STANDARD BLACK, WROUGHT STEEL, SEAMLESS FOR UNITS #3 AND #4 BURNER LINES | 203BFPGP01 | 3-1 PULVERIZED FUEL PIPING FROM PULVERIZER DISCHARGE VALVE TO THE BOILER. |  | SB1 RACK F | 21 | FT | 3668.91
PETE | 5711958 | 10.532.135 | PIPE, ASH, 4'-11-3/4", STRAIGHT, ABRESIST LINED TO 8" I.D., W/ FIXED FLANGES, 13-7/8" B.C., EPOXY POURED, SEE POS. #6A, DETRICK DWG. #AB-0055 FOR PETE #2 & #3 BOTTOM ASH SYSTEMS. | 203AHPGD00 | WET ASH DISCHARGE PIPING TO ASH POND AND DEWATERING BINS. |  | SB1QE1 | 2 | EA | 1050
PETE | 5003619 | 10.532.139 | PIPE, FIBERGLASS FILAMENT WOUND 2" ABCO P150 | 203RMPGTOA | "A" MODULE TRAPOUT TRAY PIPING AND VALVES. |  | SB1 RACK | 22 | FT | 69.74
PETE | 5003623 | 10.532.140 | PIPE, FIBERGLASS FILAMENT WOUND 8" ABCO P150 | 203RMPGTOA | "A" MODULE TRAPOUT TRAY PIPING AND VALVES. |  | SB1 RACK | 20 | FT | 313.4
PETE | 5005317 | 10.532.143 | O-RING, VITON, 830 X 10, FOR DUECHTING PUMP MODEL MCC 500-800, USED ON PETE #4 SCRUBBER ABSORBER FEED PUMP. |  |  | 5.321093 | 1FA7D23 | 2 | EA | 972.41
PETE | 5504273 | 10.532.147 | O-RING, VALVE, FOR EXHAUSTER DISCHARGE VALVES, USED ON EWS #7 & PETE ABB C-E SVCS. COAL PULVERIZERS. | 203BFPG001 | 3-1 MILL MULTIPORT ASSEMBLY & DISCH VALVES | MP-7972 | 1FA13C31 | 9 | EA | 127.08
PETE | 3106093 | 10.532.163 | OIL, SYNTHETIC HT 68, CITGO BRAND, FOR USE DURING WINTER MONTHS AVG. TEMP. BELOW 32 DEG. F, 55 GAL. DRUM. | 203AHFB001 | 3-1 FLY ASH BLOWER ASSEMBLY |  | SB4A1B2 | 2 | DR | 3336.3
PETE | 3104081 | 10.532.165 | OIL, DASHPOT, FLUID, BLUE, 11-12 ML BOTTLE, FOR TIME CURRENT RELAYS. | 204ENPRCP1 | UNIT 4 PRECIPITATOR 4-1 (SOUTH) INCLUDES CONTROLS, TR SETS, VIBRATORS, RAPPERS, DOORS, LOCKS AND HIGH VOLTAGE BUSHINGS. *********CONFINED SPACE SEE NOTES PAGE 6********* | 810-N9B | 1FA9F12 | 6 | EA | 598.08
PETE | 3106095 | 10.532.166 | GEAR OIL, 190W, DUOLEC VARI-PURPOSE, 55 GALLON DRUM (420#). (LE ALMASOL #608) | 203BFCM001 | 3-1 PULVERIZER *** CONFINED SPACE ENTRY *** *** FOR PYRITE SECTION ONLY - SEE NOTES PAGE 6 *** | 6510800055 | SB4A1C1 | 4 | DR | 11730.79
PETE | 3106102 | 10.532.170 | OIL, PYROSHIELD, SYN-GEAR 9011 LUBRICANT, 120 LB. DRUM, "DO NOT SUBSTITUTE". | 204RP00000 | UNIT 4 SCRUBBER REAGENT PREP SYSTEM | 9011-QD | SB4A1A3 | 12 | DR | 16200.02
PETE | 3106092 | 10.532.173 | OIL, SYNTHETIC HT 220, CITGO BRAND, AVG. TEMP ABOVE 32 DEG. F, 55 GALLON DRUM. "DO NOT SUBSTITUTE" | 203AHFB001 | 3-1 FLY ASH BLOWER ASSEMBLY | HT 220 | SB4A1A1 | 4 | DR | 6745.96
PETE | 3106099 | 10.532.176 | OIL, GEARBOX, FOR PETE #3 IUCS THICKENER, OMALA HD 460 (S4 GXV 460 1*55), 55 GAL. DRUM. | 203RDTHDE0 | THICKNER DRIVE COMMON EQUIP & TORQUE DEVICE | 6513300055 | SB4 | 2 | DR | 4830.55
PETE | 5513927 | 10.532.196 | ORIFICE, FUEL, 17-3/4" ID, CERAMIC LINED, FOR DISCHARGE PIPING (22" OD X 21-1/4" ID), MARK 31, USED ON PETE #3 & #4 ABB C-E SVCS. MODEL 903RP COAL PULVERIZERS. | 203BFPGP02 | 3-2 PULVERIZED FUEL PIPING FROM PULVERIZER DISCHARGE VALVE TO THE BOILER. | 3A-5895-ACER | SB3M1D2 | 2 | EA | 5954.58
PETE | 5513930 | 10.532.197 | ORIFICE, FUEL, 18-1/4" ID, CERAMIC LINED, FOR DISCHARGE PIPING (22" OD X 21-1/4" ID), MARK 90, USED ON PETE #3 & #4 ABB C-E SVCS. MODEL 903RP COAL PULVERIZERS. | 203BFCM004 | 3-4 PULVERIZER *** CONFINED SPACE ENTRY *** *** FOR PYRITE SECTION ONLY - SEE NOTES PAGE 6 *** | 3A-6136-AND | SB3M1C1 | 1 | EA | 3251
PETE | 5513929 | 10.532.198 | ORIFICE, FUEL, 18-7/8" ID, CERAMIC LINED, FOR DISCHARGE PIPING (22" OD X 21-1/4" ID), MARK 155, USED ON PETE #3 & #4 ABB C-E SVCS. MODEL 903RP COAL PULVERIZERS. | 203BFPGP03 | 3-3 PULVERIZED FUEL PIPING FROM PULVERIZER DISCHARGE VALVE TO THE BOILER. | 3A-6104-ACER | SB3M1D3 | 1 | EA | 2806.74
PETE | 5706045 | 10.532.204 | OUTBOARD BEARING | 204RWDCS01 | IUCS/CSI ROTO-CLONE DUST COLLECTION SYSTEM FOR DUST COLLECTION OF CO-5A & CO-5B PUG MILL DUST COLLECTION ( NEW SYSTEM AT IUCS/CSI SEPT. 2018) | AEI-AXP-10066 | 2FA5H7 | 1 | EA | 1910
PETE | 5721167 | 10.532.216 | PACKING KIT, 12" VALVE, NEWCON PT #12107-MEP USED ON PETE #3 BOTTOM ASH SYS. | 203AHPGBV1 | COV-2052, (BV-1) TOP ASH WET TO BOTTOM ASH. LOCATED NORTH OF "C" ASH HOPPER 1ST FL | 12107-MEP | 4FA5F14 | 3 | EA | 462.6
PETE | 5012902 | 10.532.223 | PACKING RINGS, BYPASS DAMPER, 3.5" I.D., USED ON FOSTER WHEELER P.J.F.F. (BAGHOUSE) BYPASS DAMPERS. | 203BCOMP01 | UNIT 3 FABRIC FILTER COMPARTMENT #1, CONTAINS 34 ROWS OF 40 FILTER BAGS SUPPORTED ON WIRE CAGES, TOTAL OF 1360 BAGS. BAGS ARE 29.75' LONG, 5" DIAMETER. COMPARTMENTS ARE NUMBERED SO. TO NO., EAST TO WEST, S.E. IS #1, N.E.. IS #2. 2PI-FF-1801 DIFF.PRESS.GA | 4580201587-8C | 2FA4E23 | 2 | EA | 113.08
PETE | 5012906 | 10.532.237 | PACKING RINGS, BYPASS DAMPER, 4" I.D., USED ON FOSTER WHEELER P.J.F.F. (BAGHOUSE) BYPASS DAMPERS. | 203BCOMP01 | UNIT 3 FABRIC FILTER COMPARTMENT #1, CONTAINS 34 ROWS OF 40 FILTER BAGS SUPPORTED ON WIRE CAGES, TOTAL OF 1360 BAGS. BAGS ARE 29.75' LONG, 5" DIAMETER. COMPARTMENTS ARE NUMBERED SO. TO NO., EAST TO WEST, S.E. IS #1, N.E.. IS #2. 2PI-FF-1801 DIFF.PRESS.GA | E33500003.5 | 2FA4E23 | 2 | EA | 177.7
PETE | 5301174 | 10.532.239 | PACKING SET COMPLETE, 2 3/8" | 203BSSBL10 | L-10 ECONOMIZER SOOT BLOWER IK-525 | CBA004288 | 1FA8B27 | 4 | EA | 1149.63
PETE | 5301062 | 10.532.241 | PLATE, GLAND, PETE 3, FOR WALL BLOWER COPES-VULCAN, MODEL RW-5E MANUFACTURER PART NO = 15413 | 203BSSBA01 | A-1 "A" ROW WALL SOOTBLOWER | 15413 | 1FA3E1 | 4 | EA | 28.14
PETE | 5711854 | 10.532.242 | PLATE, WEAR, FOR UCC 33" X 30" EXCEN-CRUSHER ASH GRINDERS, USED ON PETE #2, #3 & #4 BOTTOM ASH SYSTEMS. | 203AHBGG0A | UNIT 3 (A) BOTTOM ASH HOPPER GRINDER | NH-8189 | SB1RE4 | 5 | EA | 864
PETE | 5711304 | 10.532.243 | PLATE, WEARBACK, END 171010 FOR 5" 90 DEG ELBOW (SK-1710-206) AS FURNISHEDON UCC PO 54674-4 FOR ASH HANDLING SYS PETE #3. | 203AHFAS0E | ECONOMIZER AIR ASH SEPERATOR | 171010 | SB1RE4 | 1 | EA | 61.34
PETE | 5008061 | 10.532.247 | PLATE, WEAR, POLY, 20P, 21", FS7502, FOR ROTARY VALVES, USED ON PETE #3 IUCS VACUUM FILTERS, KOMLINE-SANDERSON, S/N KDF1289 & 1290. | 203RWVFFL1 | FL-1 VACUUM FILTER ***CONFINED SPACE ENTRY*** ***SEE NOTES PAGE 6*** | 03Q0051 | SB1AE2 | 2 | EA | 653.56
PETE | 5711307 | 10.532.248 | PLATE, WEARBACK END, FOR 6" X 90 DEG. ELBOW (SK-1710-116), USED ON PETE BOTTOM ASH SYSTEM, PER UC PO 54674-4 & HTP #1 - #6 HYDROVEYOR SYSTEMS. | 203AHFAS0E | ECONOMIZER AIR ASH SEPERATOR | 170240 | SB1RE4 | 1 | EA | 68.37
PETE | 5005784 | 10.532.251 | PLATE, SHELL, 47-5/8" LONG, ITEM 16, MARK #R-52-0213-4-02, FOR PETE #3 & #4 SCRUBBER LIMESTONE BALL MILLS. | 203RPBM000 | M2-3 BALL MILL LINERS,SCREENS,AND INTERNALS | Q96831 | SB3K1C3 | 0 | EA | 0
PETE | 5601763 | 10.532.257 | PLUG, AMPHENOL, FOR NO COAL ALARM, ABB COMBUSTION ENG, AREA PETE 3 MANUFACTURER PART NO = 80-MCZM |  |  | 80-MCZM | 2FA15F6 | 10 | EA | 86.8
PETE | 5301247 | 10.532.299 | PLUG, FEMALE, 8PT W/CONTACT UNIT COPES-VULCAN, MODEL AR-810-G. | 204BS00000 | UNIT 4 SOOTBLOWER SYSTEM | S130746 | 1FA5A34 | 6 | EA | 2482.8
PETE | 5604877 | 10.532.319 | PLUG, EQ % FOR FISHER CONTROL VALVE MFG PART # 15A6484X112 S/N 11160340 AND 1116034 | 204RPCNI00 | REAGENT PREPERATION SYSTEM INSTRUMENTS AND DEVICES INCULDES ALL REAGENT PERPERATION SYSTEM MEASURING, INDICATING, RECORDING OR CONTROLLING INSTRUMENTS. INCLUDES DILUITION VALVE | 15A6484X112 | 2FA25F11 | 2 | EA | 470.5
PETE | 5604198 | 10.532.322 | PLUG, QO, FOR FISHER TRIP VALVE, ABB COMBUSTION ENG, S/N 9303059, TYPE STV-4,UNIT 4 MANUFACTURER PART NO = 25A2349X012 | 204BFVT004 | STV 4 WARM UP OIL TRIP VV | 25A2349X012 | 2FA25F7 | 1 | EA | 1237
PETE | 5513261 | 10.532.329 | PLUG, CONE WELD, 27/32", INNER SEGMENT, FOR PETE #3 & #4 ABB C-E SVCS. MODEL 903RP COAL PULVERIZERS, S/N 73831-73836. | 203BFCM001 | 3-1 PULVERIZER *** CONFINED SPACE ENTRY *** *** FOR PYRITE SECTION ONLY - SEE NOTES PAGE 6 *** | GP-1597 | 1FA12A8 | 137 | EA | 937.08
PETE | 5012599 | 10.532.357 | IGBT THERMAL PAD, USED ON UNITS 1 & 4, 2014, E.S.P. UPGRADE. POWER PLUS PARTS | 204ENP0000 | UNIT 4 PRECIPITATORS (PARENT) INCLUDES CONTROLS, TR SETS, VIBRATORS, RAPPERS, DOORS, LOCKS AND HIGH VOLTAGE BUSHINGS. *********CONFINED SPACE SEE NOTES PAGE 6********* | H99734 | 2FA21F45 | 2 | EA | 24
PETE | 5706842 | 10.532.365 | PADDLE KIT, 7" LG DURITE "H", USED ON PADDLE MIXER/UNLOADER 4050, AT PETE UNIT 3&4 FLYASH SILO, UCC DWG #5-6200-88-10. | 203AHFU031 | 3-1 ROTARY DUSTLESS UNLOADER | 6200-62-1 | 2FA6G16 | 5 | EA | 1290
PETE | 5513818 | 10.532.366 | PADDLE, FEEDER, FOR DISCHARGE ALARM, USED ON PETE #3 VOLUMETRIC COAL FEEDERS, S-E CO. SHOP ORDER #S5124-3(1-6). | 203BFCF001 | 3-1 COAL FEEDER ********SEE EQUIPMENT NOTES PAGE 6 ********** ***NUCLEAR DENSITY GAGE ATTACHED TO PIPING*** | 1-W8099 | 2FA15I4 | 1 | EA | 27.15
PETE | 5721648 | 10.532.367 | PADDLE, PIN, MIXER/UNLOADER, RH, MDL 4050, FOR FLY ASH DUSTLESS UNLOADER. | 203AHFU031 | 3-1 ROTARY DUSTLESS UNLOADER | 62198 | 2FA11H4 | 0 | EA | 0
PETE | 6626261 | 10.532.379 | TRANSDUCER, ITEM #B18, CAT. #3S7932MD215A7, FOR PETE #4 ALTERREX REGULATORCUBICLE ASSOCIATED WITH TURBINE S/N 170X755. |  |  | 3S7932MD215A7 | 2FA3C31 | 1 | EA | 9863.1
PETE | 5513765 | 10.532.412 | PICK-UP, ELECTROMAGNETIC, FOR PETE #3 VOLUMETRIC COAL FEEDERS, S-E CO. SHOP ORDER #S5124-3 (1-6). | 203BFCF001 | 3-1 COAL FEEDER ********SEE EQUIPMENT NOTES PAGE 6 ********** ***NUCLEAR DENSITY GAGE ATTACHED TO PIPING*** | FE2288 | 2FA15E21 | 2 | EA | 263.42
PETE | 3907340 | 10.532.427 | PIN, HINGE ITEM #17, FOR ROCKWELL EDWARD DISC CHECK VALVE, FIG 2570Y, 2500# PRESS, #3 SBFP P/N 414954 |  |  | 414954 | 1FA16E11 | 2 | EA | 419.16
PETE | 5603458 | 10.532.433 | PIN, STEM PLUG FOR MASONEILAN CONTROL VALVE MODEL #37-20521, TRIM 316 STELLITE,SIZE 6 IN,S/N G65361 P/N 971342-024-163. |  |  |  | 1FA2E23 | 3 | EA | 2.64
PETE | 6001559 | 10.532.442 | POWER SUPPLY, MONITOR, PT #72050-01-04, USED ON #4 MOTOR DRIVEN BOILER FEED PUMP. |  |  | 72050-01-04 | 2FA24I2 | 1 | EA | 886.57
PETE | 5004433 | 10.532.443 | POWER SUPPLY, PLUS OR MINUS 15 V.D.C, & 5 V.D.C. OMART CORP NO. PRSY15-1000006 USED ON PETE #3 AT IUCS ON THICKNER UNDERFLOW DENSITY METER#512530 OMART |  |  | 237523 | 2FA17D44 | 1 | EA | 210
PETE | 5613309 | 10.532.451 | PREAMP, MBA 035-0000 USED ON 4LS52 ACID FEED TANK LEVEL CONTROL, PETE 3 & 4 COOLING TOWERS. |  |  | MBA-035-0000 | 2FA25E38 | 1 | EA | 165.63
PETE | 5004040 | 10.532.452 | PRESSURE BLOWER, CW-BH ROTATION AND DISCHARGE | 203RGDI000 | UNIT 3 SCRUBBER INLET-DAMPERS AND SEAL AIR BLOWERS | MODEL BC-6-08S-26B | SB1IE5 | 0 | EA | 0
PETE | 5004652 | 10.532.461 | KIT, PH PROBE, HIGH TEMPERATURE REFERENCE SOLUTION KIT, FOR PETE #3 SCRUBBER MONITORING SYSTEMS. | 203RIFGDI0 | UNIT #3 FGD INSTRUMENTS(PH, FLOWS, TEMP, PRESS. VIBRATION, ETC. | 24231-00 | 2FA1B22 | 3 | EA | 348.99
PETE | 5503001 | 10.532.464 | PROBE, PULVERIZER AIR, 40.75", RECT-SPCL W/MANIFOLD END CLEANOUT PORTS PER AIR MONITOR DWG W93200AC, "CUSTOM PART" USED ON U4 PULVERIZERS. | 204BFCM001 | 4-1 PULVERIZER *** CONFINED SPACE ENTRY *** *** FOR PYRITE SECTION ONLY - SEE NOTES PAGE 6 *** | VOLU-PROBE/1SS | SB1JE7 | 1 | EA | 945
PETE | 5012894 | 10.532.468 | PROBE, SWITCH, THE POINT LEVEL SYSTEM PROBE SWITCH AND CHASSIS, USED ON FOSTER WHEELER P.J.F.F. (BAGHOUSE) HOPPER HIGH & HIGH HIGH LEVEL PROBES. | 203AHHPR01 | UNIT3 ASH HOPPER # 1, HOPPER HEATERS &; 3FA5001V-ASH GATE 3SV-FA5001-SOV 3TE-FF-1701A & B- RTD TEMP. DETS. 3LE-FF-1501-HH ASH LEVEL ELEMENT 3LE-FF-1601-H ASH LEVEL ELEMENT 3FF1301E-VIB. 3FF1401E-VIB. SEE ASSET NOTES FOR MFG PART NUMBERS. | PMLI-3BZZ-P00X | 4FA4C1 | 4 | EA | 2729.17
PETE | 6002109 | 10.532.479 | PROBE, TRANSDUCER, KEYPHASOR, AXIAL POSITION, 3300 XL, 11MM, FOR BENTLY NEVADA VIBRATION MONITORING SYSTEM (TSI), USED ON PETE #1 WESTINGHOUSE TURBINE, S/N HP-IP 13-A-2802-1, LP 13-A-2803-1. |  |  | 330701-00-30-10-11-00 | 1FA5A39 | 1 | EA | 392
PETE | 6002106 | 10.532.480 | PROBE, TRANSDUCER, BEARING VIBRATION, 3300, 8MM, FOR BENTLY NEVADA VIBRATION MONITORING SYSTEM (TSI), USED ON PETE #3 G.E. TURBINE, S/N 170 X 583. |  |  | 330101-00-30-10-02-00 | 1FA5D43 | 2 | EA | 13.79
PETE | 6002110 | 10.532.481 | PROBE, TRANSDUCER, VELOMITOR - 2 WIRE, CASING VIBRATION, FOR BENTLY NEVADA VIBRATION MONITORING SYSTEM (TSI), USED ON PETE #1 WESTINGHOUSE TURBINE, S/N HP-IP 13-A-2802-1, LP 13-A-2803-1. |  |  | 330500-01-00 | 1FA5B36 | 2 | EA | 1204.09
PETE | 6002107 | 10.532.482 | PROBE, TRANSDUCER, KEYPHASOR, AXIAL POSITION, 3300, 8MM, FOR BENTLY NEVADA VIBRATION MONITORING SYSTEM (TSI), USED ON PETE #4 G.E. TURBINE, S/N 170 X 755. |  |  | 330101-00-40-10-12-00 | 1FA5A37 | 2 | EA | 496
PETE | 5601872 | 10.532.490 | TRANSIENT PROTECTOR KIT (250 V), BECK DRIVE POSITIONERS, S/N 22-309-130823-11-0X CONTROL DRIVES, PETE 1 ID FAN INLET DAMPER. |  |  | 12-8061-42 | 4FA5B31 | 1 | LT | 56.2
PETE | 5601155 | 10.532.493 | PROTECTOR, TRANSIENT, 480V, HAROLD BECK & SONS, S/N 22-809-141291-01-XX, FOR UNIT 2 CONTROL DRIVES. | 203RFBFV01 | 3-1 BOOSTER FAN INLET VANES INCLUDES DRIVE UNIT, LINKAGE AND CONTROLS. NEW VANES AND DRIVE UNIT FOR ECC PROJECT. *** CONFINED SPACE ENTRY *** SEE NOTES PAGE 6 *** | 12-8061-47 | 4FA5C25 | 1 | EA | 99.8
PETE | 5706864 | 10.532.497 | LIQTEC DRYRUN PROTECTOR CPL, MKII 115V, USED ON PETE 3&4 FLYASH MIXER/UNLOADER. | 203AHFSP01 | 3-1 SILO DUSTLESS UNLOADER BOOSTER PUMP | 96556430 | 2FA14G3 | 1 | EA | 1201.48
PETE | 6001940 | 10.532.502 | PROXIMITOR, V & N #MM0013161 TYPE 18745-02 TO VIBRATION PICKUP USED ON VIBRATION MONITORS FOR 4-2 MOTOR DRIVEN BOILER FEED PUMP HYDRAULIC COUPLING. |  |  | MM0013161 | 2FA21H32 | 1 | EA | 3412.5
PETE | 5714254 | 10.532.513 | PULLEY, 18" DIA. X 51", CROWNED FACE MINE DUTY DRUM PULLEY, W/ 3/4" SMOOTH LAGGING, W/ XT 45, 3-15/16" BUSHINGS, & 73" OF 3-15/16" SHAFTING, INCLUDING KEYWAYS & BEARING HARDWARE, " COMPLETELY ASSEMBLED", FOR PETE 9B COAL CONVEYOR. | 266CB09BCB | 9B COAL CONVEYOR BELT *** SEE EQUIPMENT NOTES PAGE #6 *** * CUTTING & WELDING PERMIT REQUIRED * 8 B CONVEYOR TAKE UP WEIGHT IS 9,400# |  | SB1SD7 | 1 | EA | 2725.83
PETE | 5714249 | 10.532.514 | PULLEY, 20" X 51" CROWNED FACE MINE DUTY DRUM, W/ 3/4" SMOOTH LAGGING & XT50, 4-15/16" BUSHINGS, W/ 73-1/2" OF 4-15/16" SHAFTING, KEYED & JOURNALED 8-5/16" ON EACH END TO 3-15/16", W/ (2) SAF 22522 PILLOW BLOCKS MOUNTED ON 66" CENTERS. | 266CA09ACB | 9A COAL CONVEYOR BELT *** SEE EQUIPMENT NOTES PAGE #6 *** * CUTTING & WELDING PERMIT REQUIRED * |  | SB1SB5 | 2 | EA | 6945.9
PETE | 5706302 | 10.532.515 | PULLEY, BEND, 12" DIA. X 26" CROWN FACE, MINE DUTY, W/ 3/8" CHEVRON LAGGING & XT25 HUBS, W/ C-R 1045 SHAFTING 1-15/16" X 36-3/4", W/ 2 KEYS, FOR PETE #4 CSI MIXER FEED CONVEYOR. | 203RWCB01B | CO-1B FILTER DISCH CONVEYOR. | DM20-1226CFXT2538C (BT-67) | SB1SE2 | 1 | EA | 860.8
PETE | 5705163 | 10.532.516 | PULLEY, BEND, 18" X 36", CROWNED FACE MINE DUTY DRUM, W/ 1/2" RUBBER HERRINGBONE LAGGING & XT45, 3-15/16" BUSHINGS, W/ 69" OF 3-15-16" SHAFTING-MC, FOR PETE #4 SCRUBBER LIMESTONE CONVEYOR. | 204RPCVB03 | #3 LIMESTONE CONVEYOR BELT, ROLLERS |  | SB1SE2 | 1 | EA | 1671.03
PETE | 5705156 | 10.532.519 | PULLEY, DRIVE SHAFT ASSEMBLY, 24" DIA X 42" S.F. WITH 1/2" HERRINGBONE RUBBER LAGGING DODGE ENGINEERED #818474-1-84-K-50 HUB, 4 15/16" BORE FOR LIMESTONE CONVEYOR | 204RPCVM01 | #1 LIMESTONE CONVEYOR MOTOR INCLUDES MOTOR AND CONTROLS. |  | SB1SC7 | 1 | EA | 1338.82
PETE | 5705165 | 10.532.520 | PULLEY, DRIVE SHAFT ASSEMBLY, 24" DIA X 36" S.F. WITH 1/2" HERRINGBONE VULCANIZED RUBBER LAGGING DODGE ENGINEERED #818474-10-84 K-50 HUB, 4 15/16" BORE FOR LIMESTONE CONVEYOR 3, UNIT 4. | 204RPCVB03 | #3 LIMESTONE CONVEYOR BELT, ROLLERS |  | SB1SD8 | 1 | EA | 1304.82
PETE | 5706306 | 10.532.521 | PULLEY, DRIVE, 18" DIA. X 32" CROWNED FACE MINE DUTY, W/ 1/2" DIAMOND GROOVE LAGGING, XT40 3-7/16" BUSHINGS & 60" OF 3-7/16" SHAFTING, KEYED FOR DRIVE(TXT6-21-32-7), FOR PETE #4 IUCS/CSI 5A & 5B TRANSFER CONVEYORS. | 204RWCB05B | CO-5B PRODUCT TRANS CONVEYOR. |  | SB1SC8 | 1 | EA | 1681.15
PETE | 5704666 | 10.532.522 | PULLEY, DRIVE, ASSY., 36" X 57", CROWN FACE MINE DUTY DRUM, W/ 3/4" DIAMOND GROOVE LAGGING, XT 60, 5-7/16" BUSHINGS, W/ 87-1/4" OF 5-7/16" SHAFTING, KEYED & JOURNALED TO 4-15/16", W/ 2 REXNORD ZEP5415F BEARINGS, FOR PETE 6A COAL CONVEYOR. | 266CA06ACB | 6A COAL CONVEYOR *** SEE EQUIPMENT NOTES PAGE #6 *** * CUTTING & WELDING PERMIT REQUIRED * |  | SB1SE1 | 1 | EA | 8482.57
PETE | 5714255 | 10.532.523 | PULLEY, DRUM, 18" X 54" CROWNED FACE MINE DUTY, W/ 3/4" SMOOTH LAGGING & XT 45, 3-15/16" BUSHINGS, W/ 70" OF 3-15/16" SHAFTING, W/ 2 KEYWAYS & JOURNALED TO 2-15/16" ON EACH END, FOR PETE 8B COAL CONVEYOR. {BEND PULLEY} | 266CB08BCB | 8B COAL CONVEYOR BELT *** SEE EQUIPMENT NOTES PAGE #6 *** * CUTTING & WELDING PERMIT REQUIRED * BEFORE ARC WELDING WITHIN 100 FEED OF DETECTOR. 8 B CONVEYOR TAKE UP WEIGHT IS 9,000# |  | SB1SC4 | 2 | EA | 7769.34
PETE | 5705164 | 10.532.524 | PULLEY, GTU SHAFT ASSEMBLY, 18" DIA X 36" S.F. DODGE ENGINEERED #818474-13-84 K-34 HUB, 3 7/16" BORE FOR LIMESTONE CONVEYOR 3, UNIT 4. |  |  |  | SB1SE2 | 1 | EA | 454.82
PETE | 5714246 | 10.532.525 | PULLEY, SNUB, ASSY. COMPLETE, 14" X 51" FLAT FACED MINE DUTY DRUM, W/ 3/4" SMOOTH LAGGING, XT40 3-7/16" BUSHINGS, W/ 73-1/2" OF 3-7/16" SHAFTING, W/ TWO KEYWAYS MOUNTED & CENTERED & TWO 3-7/16" SKF 22520 4-BOLT PILLOW BLOCK BEARINGS. | 266CA09ACB | 9A COAL CONVEYOR BELT *** SEE EQUIPMENT NOTES PAGE #6 *** * CUTTING & WELDING PERMIT REQUIRED * |  | SB1SC6 | 1 | EA | 3228.39
PETE | 5705161 | 10.532.526 | PULLEY, TAIL SHAFT ASSEMBLY, 18" DIA X 36" S.F. DODGE ENGINEERED #818474-25-84 K-40 HUB, 3 15/16" BORE FOR LIMESTONE CONVEYOR 4, UNIT 4. | 204RPCVB04 | #4 LIMESTONE CONVEYOR BELT, ROLLERS |  | SB1SC7 | 1 | EA | 560.82
PETE | 5705158 | 10.532.527 | PULLEY, TAIL SHAFT ASSEMBLY, 24" DIA X 36" S.F. DODGE ENGINEERED #818474-31-84 K-40 HUB, 3 15/16" BORE FOR LIMESTONE CONVEYOR 5, UNIT 4. | 204RPCVB05 | #5 LIMESTONE CONVEYOR BELT, ROLLERS |  | SB1SD8 | 1 | EA | 637.82
PETE | 5706299 | 10.532.528 | PULLEY, TAKE UP S/A 14" DIA X 26" FACE BORE 2 7/16" CROWNED WITH SHAFT 2 7/16" X 36 5/8" KEY STD. AE1 DWG. #C-11008-S.FOR IUCS CONVEYOR FOR IUCS CONVEYOR CO. 101A & B | 203RWCB01B | CO-1B FILTER DISCH CONVEYOR. |  | SB1SE1 | 2 | EA | 850
PETE | 5706042 | 10.532.529 | PULLEY, WRAP/DRIVE, COMPLETE ASSY, 18" X 32" CROWN FACE MINE DUTY, W/1/2" THICK SBR LAG, DIAMOND GROOVED, 3 15/16" DIA. X 62" OAL SHAFT JOURNALED TO 3.4355/3.4375 DIA, INCL 2 EA DODGE P4B-E-307R-3 7/16", 4 BOLT PB, TYPE- E BEARINGS | 204RWCB06A | CO-6A RADIAL STACKING CONVEYOR. | BT-960 (DM20-1832CFXT4512D) | SB1KF3 | 1 | EA | 3894.37
PETE | 5704983 | 10.532.533 | PULLEY, DRIVE, 30" DIA. X 60" F, SFWS, W/ 1/2" HERRINGBONE LAGGING, 4-15/16" BORE, 3B & 7B DRIVE, 7B HEAD SHAFT FOR "B" SYSTEM COAL CONVEYOR SYSTEM. | 266CB07BCB | 7B COAL CONVEYOR BELT *** SEE EQUIPMENT NOTES PAGE #6 *** * CUTTING & WELDING PERMIT REPUIRED * | ************************* | SB1SD6 | 2 | EA | 5352.58
PETE | 5704982 | 10.532.535 | PULLEY, DRIVE, 30" DIA X 54" F, SFWS WITH 1/2" HERRINGBONE LAGGING, 8B, 9BDRIVE, 9B HEAD SHAFT - 4 15/16" BORE FOR "B" COAL SYS ON UNIT #3. | 266CB08BCB | 8B COAL CONVEYOR BELT *** SEE EQUIPMENT NOTES PAGE #6 *** * CUTTING & WELDING PERMIT REQUIRED * BEFORE ARC WELDING WITHIN 100 FEED OF DETECTOR. 8 B CONVEYOR TAKE UP WEIGHT IS 9,000# | ************************* | SB1SD2 | 1 | EA | 3224
PETE | 5704981 | 10.532.538 | PULLEY, DRIVE, 36" DIA X 60" F, SFWS WITH 1/2" HERRINGBONE LAGGING, 3B DRIVE - 7" BORE FOR "B" COAL SYS ON UNIT #3. | 266CB03BCB | 3B COAL CONVEYOR BELT *** SEE EQUIPMENT NOTES PAGE #6 *** * CUTTING & WELDING PERMIT REQUIRED * | ************************* | SB1SE2 | 1 | EA | 2488.79
PETE | 5714354 | 10.532.539 | PULLEY, DRUM, ASSY., 24" X 52" CF SUPER DUTY, W/ 3/4" PLAIN LAGGING, 5-7/16" XT60 BUSHINGS W/ SKF SAF 22522 BRGS. @ 63" BC, W/ 70" 5-7/16" SHAFTING JOURNALED TO 3-15/16" @ BRGS., TAP EACH END 3/4"-10 X 2", FOR 7A/8A/8B (T-U/TAIL/BEND). | 266CA08ACB | 8A COAL CONVEYOR BELT *** SEE EQUIPMENT NOTES PAGE #6 *** * CUTTING & WELDING PERMIT REQUIRED * BEFORE ARC WELDING WITHIN 100 FEET OF DETECTOR. | DSUP-2452CFXT6034S(BT-493) | SB1SC2 | 1 | EA | 7496.8
PETE | 5713417 | 10.532.541 | PIPE, SPOOL, STEEL, 12" ID, 17'-10" LONG, 14-1/2" OD, ABRESIST LINED, DWG. #AB-0098, ITEM #17, DETAIL F, FOR PETE #4 BOTTOM ASH PIPING SYSTEM. | 204AHPGD00 | BOTTOM ASH DISCHARGE PIPING. |  | SB1 RACK | 1 | EA | 1914
PETE | 5711957 | 10.532.543 | PIPE, STRAIGHT 4 FT - O" W/FIXED FLANGES 13 7/8" B.C., LINED WITH 8" I.D. ABRESIST, EPOXY POURED, REF. POS. 6B DETRICK DWG. #AB-0055 FOR BOTTOM ASH LINE, UNIT #3. | 203AHPGD00 | WET ASH DISCHARGE PIPING TO ASH POND AND DEWATERING BINS. |  | SB1QE1 | 1 | EA | 407
PETE | 5711132 | 10.532.544 | PIPE, BEVEL END DURITE, SIZE 10" X 12" LONG, PT #3-170285-120, FOR CONNECTING NUVALOY TO DUR-ROK PIPE WITH "J" & DR-2A CONNECTIONS, FOR UNITS#1-3 YARD ASH PIPING. | 203AH00000 | UNIT 3 ASH HANDLING SYSTEM | 3-170285-120 | SB1QE11 | 5 | EA | 1026.45
PETE | 5702735 | 10.532.545 | PIPE, DURITE, 8" X 36", FLANGE CONNECTION, FOR EWS #7 & PETE #2 BOTTOM ASH SYSTEMS. | 203AHFAS0E | ECONOMIZER AIR ASH SEPERATOR | 2-174108-360 | SB1RD2 | 1 | EA | 1013.96
PETE | 5711511 | 10.532.549 | PIPE, DURITE, SIZE- 12, LENGTH- 71.75 IN CONNECTION- BEVELED | 203AH00000 | UNIT 3 ASH HANDLING SYSTEM | 170284-720 | SB1 RACK E | 1 | EA | 1016.11
PETE | 5711519 | 10.532.550 | PIPE, NUVALOY, 5" X 18 FT., W/ PLAIN ENDS, FOR PETE #3 & #4 BOTTOM ASH SYSTEMS, PER UC PO 54674-4. |  |  | 174002 | SB1 RACK | 36 | FT | 2724.4
PETE | 5721542 | 10.532.551 | PIPE, DURITE, 10" DIA. X 1'-6" LONG, FOR PETE #4 MAIN TOP ASH DISCHARGE PIPING. | 204AHVYG11 | AG-11 PRECIP TOP ASH FROM 4-2 SIDE PRECIPS | 170285-180 | SB1RD2 | 2 | EA | 2560
PETE | 5711510 | 10.532.552 | PIPE, DURITE, 12" DIA. X 24" LONG, W/ BEVELED ENDS, FOR PETE #4 BOTTOM ASH "A" HOPPER DISCHARGE PIPING. | 204AHPGD00 | BOTTOM ASH DISCHARGE PIPING. | 170284-240 | SB1RD1 | 1 | EA | 1877
PETE | 5706028 | 10.532.553 | PIPE, 4", GREEN THREAD BXS EPOXY 20' NOM LENGTH, USED ON PETE 3&4 SILO UNLOADERS. | 203AHFU031 | 3-1 ROTARY DUSTLESS UNLOADER | SM021040-114-1 | SB1 RACK E | 40 | FT | 724
PETE | 5711509 | 10.532.554 | PIPE, DURITE, 8" DIA. X 5-3/4" LONG, W/ BEVELED ENDS, FOR PETE #3 PYRITE HOLDING TANK. | 203AHTKP00 | UNIT 3 PYRITE HOLDING TANK. NORTH OF 3-6 PULV. | 174108-60 | SB1RB4 | 4 | EA | 301.68
PETE | 5711520 | 10.532.555 | PIPE, DURITE, SIZE- 6, LENGTH- 8.75 IN CONNECTION- BEVELED. | 203AHFAS0E | ECONOMIZER AIR ASH SEPERATOR | 174106-90 | SB1RE4 | 1 | EA | 142.09
PETE | 5702729 | 10.532.556 | PIPE, DURITE, 8" DIA. X 71-3/4" LONG, W/ BEVELED ENDS, FOR EWS #5 & #6 & PETE #1 & #2 BOTTOM ASH SYSTEMS. | 203AH00000 | UNIT 3 ASH HANDLING SYSTEM | 174108-720 | SB1 RACK E | 1 | EA | 1387
PETE | 5702728 | 10.532.557 | PIPE, DURITE, 8" DIA. X 59-3/4" LONG, W/ BEVELED ENDS, EWS #5 & #7 & PETE #2 & #3 BOTTOM ASH SYSTEMS. | 203AH00000 | UNIT 3 ASH HANDLING SYSTEM | 174108-600 | SB1SC4 | 1 | EA | 2089.96
PETE | 5702733 | 10.532.559 | PIPE, DURITE, 10" DIA. X 72" LONG, W/ BEVELED ENDS, FOR CONNECTING NUVALOY TO DUR-ROK PIPE, W/ "J" & DR-2 CONNECTIONS, FOR EWS #5, #6 & #7 & PETE BOTTOM ASH TRENCH PIPING. | 203AH00000 | UNIT 3 ASH HANDLING SYSTEM | 170285-720 | SB1 RACK E | 1 | EA | 1603
PETE | 5003624 | 10.532.560 | PIPE, FIBERGLASS FILAMENT WOUND 10" ABCO P150 | 203RMPGTOA | "A" MODULE TRAPOUT TRAY PIPING AND VALVES. | P150 | SB1 RACK | 20 | FT | 625.4
PETE | 5721042 | 10.532.561 | PIPE, 10" DURITE B.E. 7-3/4", PT #3-170285-80 DWG. 510-54674-19 FOR UCC ASH SYS., UNIT #4. | 204AHPGD0F | FLY ASH DISCH PIPING - DRY & WET | 3-170285-80 | SB1RE7 | 1 | EA | 189
PETE | 5721011 | 10.532.562 | PIPE, DURITE, 4", 1'-11-3/4", W/ BEVELED ENDS, FOR PETE #4 BOTTOM ASH SYSTEM, DWG. #510-54674-13. | 204AHTKP04 | 4-4 PYRITE HOPPER AND CATEGORY'S OF THE HOPPER | 2-174104-240 | SB1QE8 | 2 | EA | 420.28
PETE | 5711716 | 10.532.565 | PISTON, ITEM #50 FOR DE ZURICK GATE VALVE MOD. 9092956 SIZE-12" BODY-304 SUPP. -100 SEAT-AM TEMP -450 C.V.-5060, AG-9&10 UNIT #3 P/N 1050703. | 203AHVYG09 | COV-2048 "AG-9" VALVE FOR ASH GOING TO IUCS. | G1050703 | 1FA3G16 | 4 | EA | 494
PETE | 5008249 | 10.532.567 | PISTON, & RACK, FOR ELOMATIC, MODEL DA50, | 204RMPGQ0A | A TOWER QUENCHER PIPING *** SEE EQUIPMENT NOTES PAGE 6 *** *** NUCLEAR DENSITY GAUGE ATTACHED TO PIPING *** |  | 2FA14B27 | 1 | PAA | 210
PETE | 5504181 | 10.532.575 | ASSEMBLY, PISTON & ROD, FOR AIR CYLINDER (S/N GG029528), PARKER-HANNIFIN MODEL #CDD2AUVS34A, W/ 6" BORE & 61" STROKE, USED AS HOT AIR GATE OPERATOR ON PETE #3 & #4 COAL PULVERIZERS. | 203BFCM001 | 3-1 PULVERIZER *** CONFINED SPACE ENTRY *** *** FOR PYRITE SECTION ONLY - SEE NOTES PAGE 6 *** | 17P | SB3B2A2 | 2 | EA | 3146.28
PETE | 6626210 | 10.532.592 | PLATE, LOCK, GENERATOR SHIELD INNER ACCESS COVER BOLT, FOR G.E. TURBINE, MODEL 170X583, UNIT PETE 3 MANUFACTURER PART NO = 03666789P0005 | 202GM00000 | UNIT 2 GENERATOR; MAIN |  | 2FA12E42 | 31 | EA | 198.09
PETE | 5610253 | 10.532.593 | PLATE, MOUNTING, TERMINAL STRIP FOR MODEL LL74 LIQUID LEVEL CONTROL ON 3-11 SUMP PUMP UNIT #3. |  |  |  | 2FA7F2 | 4 | EA | 12.32
PETE | 5711801 | 10.532.603 | PLATE, BACKUP, FOR ASH HOPPER VERT. GATE P/N 2-20103, #3 UNIT. | 203AHBD001 | 3-1 DEWATERING BIN, GATES AND SCREENS | 2-20103 | SB5A2A2 | 2 | EA | 280.7
PETE | 5706877 | 10.532.607 | COVER PLATE, 2" - 5000, USED ON PETE 4 GYPSUM SUMP PUMPS. | 204LSP441A | LIMESTONE AREA SUMP 2 PUMP A (& MOTOR) | 21775 | SB1CB3 | 2 | EA | 4864.9
PETE | 5711434 | 10.532.609 | PLATE, DIFFUSER, 12" X 6" FLUIDIZER STONE, FOR PETE #3 & #4 IUCS/CSI FLYASH SILOS (SK-2339-39) & 3-1 & 3-2 ROTARY DUSTLESS UNLOADER, PER UCC PO 54674-4. | 203AHFU031 | 3-1 ROTARY DUSTLESS UNLOADER | SK-38355 | SB5A2B6 | 7 | EA | 675.01
PETE | 5009942 | 10.532.612 | PLATE, FRAME, FOR PETE #1 & #2 SCRUBBER ABSORBER & MILL SLURRY PUMPS, #4 SCRUBBER SLURRY FEED PUMPS (44-03 & 44-04) & #4 DEWATERING PRIMARY HYDROCLONE & RECLAIM WATER PUMPS, WARMAN PUMPS MODEL 6/4EAH. | 204MSP405A | BALLMILL SLURRY PUMP | E4032D21 | SB1FB1 | 1 | EA | 6250.23
PETE | 5005775 | 10.532.616 | PLATE, HEAD, FOR FEED & DISCHARGE HEAD LINING, ITEM #1, MARK #R-54-0497-4, USED ON PETE #3 & #4 SCRUBBER LIMESTONE BALL MILLS, KVS MODEL 48 X 16-3/5B, S/N 758-P-75 & 1469-P-82, SIZE 10' X 18'. | 203RPBM000 | M2-3 BALL MILL LINERS,SCREENS,AND INTERNALS | Q96829 | SB3K1B1 | 0 | EA | 0
PETE | 6626123 | 10.532.619 | PLATE, LOCK, FOR INNER SHIELD DOWEL, CE/TE, USED ON EWS #7 & PETE #3 G.E. TURBINES, S/N 170 X 457 / 583. |  |  | 02671505P0003 | 2FA12E37 | 8 | EA | 163.2
PETE | 6626170 | 10.532.620 | PLATE, LOCK, FAN NOZZLE RING DOWEL, FOR PETE #3 & #4 G.E. TURBINES, S/N 170 X 583 / 755. |  |  | 02671505P0002 | 2FA12E38 | 4 | EA | 26.28
PETE | 5601051 | 10.532.623 | PLATE, MOUNTING, FOR ALSTOM NO-COAL FLOW DETECTOR HEADS - MOUNTS TO COAL FEEDERS, USED WITH ALSTOM LIMELIGHT COAL FLOW MONITORS. | 203BFCF001 | 3-1 COAL FEEDER ********SEE EQUIPMENT NOTES PAGE 6 ********** ***NUCLEAR DENSITY GAGE ATTACHED TO PIPING*** | EPSC-0102 | 1FA13C8 | 2 | EA | 510
PETE | 5305951 | 10.532.625 | PLATE, SEAL, COAL NOZZLE, FOR PETE #4 LOW NOX BOILER, DWG. #05474-1E9254, REV. 00. | 204BFCBA00 | A CORNER BURNERS, TILTS, LINKAGE, AND DRIVE UNIT | 902-6969-33 | SB1PE8 | 9 | EA | 4402.73
PETE | 5009940 | 10.532.626 | PLATE, COVER, FOR PETE #1 & #2 SCRUBBER ABSORBER & MILL SLURRY PUMPS, #4 SCRUBBER SLURRY FEED PUMPS (44-03 & 44-04) & PETE #4 DEWATERING PRIMARY HYDROCLONE & RECLAIM WATER PUMPS, WARMAN PUMPS MODEL 6/4EAH & EEAH. | 204MSP405A | BALLMILL SLURRY PUMP | E4013D21 | SB1FB1 | 1 | EA | 4987.71
PETE | 5706715 | 10.532.629 | PLATE, SPLASH SKIRT RETAINER, STEEL, FOR PRIMARY HYDROCLONES, USED ON PETE #4 DEWATERING MILL SLURRY, KREBS CYCLONE MODEL GMAX6-3193, S/N G115252I THRU G115262I. | 272PH15252 | PH 44-1-1 PRIMARY HYDROCLONE | 370-ST-5 | SB1GE2 | 3 | EA | 129
PETE | 6623253 | 10.532.635 | PLATE, THRUST, BEARING, FOR PETE #3 G.E. TURBINE, S/N 170 X 583. |  |  | 142D8802G0002 | SB1FB6 | 1 | EA | 22000
PETE | 6623251 | 10.532.636 | PLATE, THRUST, BEARING, (TE), FOR PETE #3 G.E. TURBINE, S/N 170 X 583. |  |  | 142D8802G0001 | SB1FB6 | 1 | EA | 21554
PETE | 5513893 | 10.532.637 | PLATE, THRUST (THRUST END), FOR PETE #3 & #4 ABB C-E SVCS. MODEL 903RP COAL PULVERIZERS, S/N 73831-73836. | 203BFCM001 | 3-1 PULVERIZER *** CONFINED SPACE ENTRY *** *** FOR PYRITE SECTION ONLY - SEE NOTES PAGE 6 *** | 94-152 | SB3M1C3 | 3 | EA | 1058.6
PETE | 5301766 | 10.532.649 | RACK, PINION, FOR TRAVERSING GEAR BOX COPES VULCAN INC, MODEL RW-6E. | 204BSSBA01 | A-1 "A" ROW WALL SOOTBLOWER. | 182508 | 2FA19J4 | 2 | EA | 203.3
PETE | 5301250 | 10.532.674 | RECEPTACLE ASSY, MALE 8 POLE W/CONTACT UNIT COPES-VULCAN, MODEL AP-810-G. | 204BS00000 | UNIT 4 SOOTBLOWER SYSTEM | S130745 | 1FA5E30 | 7 | EA | 1369.62
PETE | 5002230 | 10.532.693 | RECTIFIER, SILICON BRIDGE ASSY, CARL E HOLMES CO. (CEHCO) MODEL, FOR PETE #2 WHEELABRATOR-FRYE PRECIPITATORS. | 203ELSC003 | UNIT 3 SCRUBBER LIGHTINGING INCLUDES ALL UNIT 3 SCRUBBER LIGHTING (INDICATING LIGHTS NOT INCLUDED) | W-C01646 | 2FA9E54 | 2 | EA | 33.54
PETE | 5003397 | 10.532.699 | RECTIFIER, SILICON CONTROLLED, FOR EXIDE CORPORATION, MODEL 130-3-150, PETE SO2 MANUFACTURER PART NO = 143-321-014 | 203REDCB00 | UNIT 3 FGD BATTERY AND CHARGERS IMNCLUDES BATTERY BANK 59 CELLS AND CHARGER | 143-321-014 | 2FA14E21 | 2 | EA | 423.82
PETE | 5002769 | 10.532.705 | RECTIFIER, SILICON CONTROLLED, FOR POWEREX, USED 3 MANUFACTURER PART NO = T700123504BY | 203AHTA000 | UNIT 3 TOP ASH SYSTEM | T700123504BY | 2FA6F5 | 3 | EA | 1207.94
PETE | 6626266 | 10.532.706 | RECTIFIER, 250A, 1200V, ITEM #B36, CAT. #44A319818-006, FOR PETE #4 ALTERREX REGULATOR CUBICLE ASSOCIATED WITH TURBINE S/N 170X755. |  |  | 44A319818-006 | 2FA3E11 | 1 | EA | 308.77
PETE | 5711823 | 10.532.710 | REDUCER, 12" ID TO 8" ID, 1 FT 6" LG, W/FIXED FLGS. 17 1/2" B.C. ONE END & 13 7/8" B.C. 8 HOLES AT 7.8" DIA SEE POS. 3, LINED W/8" ID ABRESIST,REF DETRICK DWG. #AB-0055, EPOXY POURED FOR UNIT #3 BOTTOM ASH LINE. | 203AHPGD00 | WET ASH DISCHARGE PIPING TO ASH POND AND DEWATERING BINS. |  | SB1RC2 | 2 | EA | 2174
PETE | 5706227 | 10.532.718 | REDUCER, PARALLEL GEAR (207-0016) ITEM #64A FOR ACRISON MODEL 203B-105Z SER.# 65968 WEIGH AUGER. | 203RPWFB00 | LIMESTONE WF BELT, REDUCER, & ROLLERS M1-3. |  | SB3C2B3 | 1 | EA | 351.1
PETE | 5705167 | 10.532.726 | REDUCER, U.S. MOTORS HERCULES SYNCROGEAR TYPE GDM-FRAME 45-RATIO 11.39-INPUT RPM 1750-OUTPUT RPM 155, ID #GT1007383-017 FOR LIMESTONE CONVEYOR 3, UNIT 4. | 204RPCVB03 | #3 LIMESTONE CONVEYOR BELT, ROLLERS |  | SB1CF10 | 1 | EA | 3631.3
PETE | 5004126 | 10.532.728 | REDUCER, PERFECTION, 15:1 RATIO, C-FACE FOR STERLING INSTRUMENTS, UNIT 3 SCRUBBER MANUFACTURER PART NO = TGF-3215C, S/N 9596MM976 |  |  | MODEL TGF-3215C | 4FA52B6 | 1 | EA | 459
PETE | 5702911 | 10.532.729 | REDUCER, NOZZLE, 2-1/2" X 1-1/4" NPT, 304SS, FOR EMERGENCY JETTING ASSEMBLY, USED ON PETE #2, #3 & #4 BOTTOM ASH SYSTEMS. | 203AHBHH0A | UNIT 3 (A) BOTTOM ASH HOPPER ***CONFINED SPACE ENTRY*** ***SEE NOTES PAGE 6*** | 17745-28-2 | 1FA3F32 | 2 | EA | 108.64
PETE | 5005470 | 10.532.731 | REDUCER, SPEED, FOR FALK CORPORATION, MODEL 1051-24-2, UNIT PTET 4 MANUFACTURER PART NO = 13-1030 FZ-25 | 203RPBM000 | M2-3 BALL MILL LINERS,SCREENS,AND INTERNALS | FALK 13-1030 | SB1MA2 | 1 | EA | 1581.39
PETE | 5706095 | 10.532.732 | REDUCER, COMPLETE, W/ BACKSTOP & TORQUE ARM, 2-7/16" BORE, DODGE MODEL TXT-515, CLASS 11, FOR PETE #4 CSI MIXER FEED CONVEYOR. | 203RWCB02A | CO-2A MIXER FEED CONVEYOR. | TXT515BT | SB1JB3 | 1 | EA | 2835.44
PETE | 5304004 | 10.532.746 | ADJUSTING PLUNGER, ITEM 15, FOR PETE 4 BURNER TILT LINKAGE. | 204BFCBA00 | A CORNER BURNERS, TILTS, LINKAGE, AND DRIVE UNIT | 903-1563-DA | 1FA6F44 | 2 | EA | 240.76
PETE | 5403727 | 10.532.775 | POLE, ADDER, 2 POLE, PT #X2A, FOR G.E. RELAY CR120A06-002AA, FOR #2 M.C.C.AUX RELAYS. | 203AHFFA01 | A-1 PRECIP HOPPER AND NUVA FEEDER | CR120A06-002AA | 2FA7A23 | 0 | EA | 0
PETE | 5301065 | 10.532.779 | POPPET VALVE FOR LOCATIONS 10 THRU 15 L&R | 203BSSBL10 | L-10 ECONOMIZER SOOT BLOWER IK-525 | BE-1799-26002.75-34 | SB1CE1 | 1 | EA | 1114.11
PETE | 5204018 | 10.532.793 | POSITIONER, CONTROL VALVE, ELECTROPNEUMATIC, SIPART PS2, 4-20MA CONTROL SIGNAL, HART PROTOCOL SIGNAL, DOUBLE ACTING, PLASTIC HOUSING, ATTACHED MANOMETER ASSEMBLY, FOR PETE 4 BOILER FEED PUMP RECIRC VALVES. |  |  | 6DR5220-0EN01-0AA9+R2B | 1FA5J1 | 1 | EA | 2073
PETE | 6006514 | 10.532.800 | POTENTIOMETER, (R4), ANALYZER, FOR WESTINGHOUSE MODEL 55CM03 (LINEARIZER), USED ON PETE #3 MODEL 218 O2 ANALYZER. |  |  |  | 1FA1D55 | 1 | EA | 5.61
PETE | 5216314 | 10.532.804 | POTENTIOMETER, WIRE LEADS, 10K OHMS, BOURNS FOR UNIT 3 & 4 SEAL WATER SYSTEM |  |  |  | 2FA9E5 | 1 | EA | 32.7
PETE | 5607493 | 10.532.805 | POTENTIOMETER, CLAROSTAT #73JA-10K. FOR CONTROLLER USED ON P.G.C. SYNCHRO-DRIVE MODEL #H12 SERIAL 902214 P.G.C. ORDER #700325 CONV. C-7B, PETE 3. |  |  | 73JA-10K | 2FA11E8 | 2 | EA | 74.98
PETE | 5216315 | 10.532.808 | POTENTIOMETER, WIRE LEADS, 5K OHMS, BOURNS #3059L-1-502LF FOR UNIT 3 & 4 SEAL WATER SYSTEM |  |  | 3059L-1-502LF | 2FA9F3 | 4 | EA | 121.08
PETE | 5706431 | 10.532.818 | SUPPLY, POWER ASSY, W/CABLES FOR MODEL 950 WEIGH FEEDER (FD-102) MERRICK 950-DSC-17594 PETE #4 FGD WASTE STABILIZATION PLANT MERRICK P/N N-22776. | 203RWBSWFR | WS-1A BELT SCALE(CO-1A) INCLUDES ELECTRONICS, WEIGHBRIDGE AND CONTROLS. | 19311A | 2FA21B7 | 2 | EA | 1527.44
PETE | 5013213 | 10.532.830 | POWER SUPPLY, 24 VDC | 203ENSHED2 | UNIT 3 FGD STACK PRIMARY CONTINUOUS PARTICULATE MONITOR SHELTER, MSI 05-0063. CONSISTS OF PARTICULATE MONITOR RACKS, DATA LOGGERS, AIR CLEAN-UP SYSTEM, FIRE DET. SYS., TOXIC GAS DET. SYS.,HVAC SYS., POWER DIST. PANEL, UPS'S, ALL LIGHTING AND RECEPTS. | GS25U24-PIJ | 1FA11E36 | 4 | EA | 92.61
PETE | 6623702 | 10.532.842 | RELAY, SPARES, SEQ. #89LP, CAT. #U6005ANXP0001 FOR UNIT 3 & 4 TURBINES 170X583 & 170X755. |  |  |  | 2FA25E47 | 5 | EA | 280.6
PETE | 5305353 | 10.532.882 | RELAY, TYPE SC, HIGH CURRENT, C.E. PT #292B400A24, FOR PETE #3 & #4 FSSS SYS. |  |  | 292B400A24 | 2FA25A17 | 1 | EA | 786
PETE | 5413338 | 10.532.883 | RELAY, UNDERVOLTAGE, 211C0175 - TYPE 59H, SOLID STATE, SINGLE PHASE, INSTANT PICKUP, 125 VDC FOR PETE #4 - 4160 VOLT SWITCHGEAR. |  |  |  | 4FA1F9 | 1 | EA | 286
PETE | 5413348 | 10.532.893 | RELAY, 12HFA51A46F - TYPE HFA, AUX. 24VDC, 6 CONTACTS FOR PETE #4 ABBOTT SWITCHGEAR. |  |  | 12HFA51A46F | 2FA24D18 | 2 | EA | 442
PETE | 5012691 | 10.532.901 | RELAY - CONTROL, SPDT, 120VAC COIL, AB 700-HK36A1, USED ON PETE UNITS 2 & 3 BAGHOUSE ASH SYSTEM FILTER/SEPERATOR CONTROL PANEL | 203ACISI&C | UNIT 3 ACTIVATED CARBON INJECTION SYSTEM INSTRUMENTS & CONTROLS, INCLUDES ALL SYSTEM MEASURING, INDICATING, TRUCK UNLOADING, CONTROLLING INSTRUMENTS.. | 700-HK36A1 | 2FA21E46 | 1 | EA | 22
PETE | 5207167 | 10.532.904 | RELAY, "P-B" #KRP-11DG-24V, USED ON COOLING TOWER FAN SUPV. SYS. P/N 8321201, ORDER 409478 HATHAWAY REF. #I-4670. ALSO PRECIPITATOR VIBRATOR CONTROL, PETE #3. | 203AHTA000 | UNIT 3 TOP ASH SYSTEM | KRPA-11DG-24V | 2FA17F55 | 12 | EA | 173.16
PETE | 5404954 | 10.532.905 | RELAY, CONTROL, 3 N.O.-1 N.C., FOR PETE SIEMENS ALLIS MCC'S, MARQ 21, REF. #09-1467-52161. | 204RE00000 | UNIT 4 SCRUBBER ELECTRICAL SYSTEM | 24-134-331-001 | 2FA21E29 | 1 | EA | 93.2
PETE | 5012764 | 10.532.912 | CONTROL, RELAY, DPDT 120 VAC, USED ON FOSTER WHEELER P.J.F.F., (BAGHOUSE) PULSE TIMER CONTROL CABINET. | 203BCOMP01 | UNIT 3 FABRIC FILTER COMPARTMENT #1, CONTAINS 34 ROWS OF 40 FILTER BAGS SUPPORTED ON WIRE CAGES, TOTAL OF 1360 BAGS. BAGS ARE 29.75' LONG, 5" DIAMETER. COMPARTMENTS ARE NUMBERED SO. TO NO., EAST TO WEST, S.E. IS #1, N.E.. IS #2. 2PI-FF-1801 DIFF.PRESS.GA | 700-HB32A1 | 2FA4F32 | 4 | EA | 93.6
PETE | 5608265 | 10.532.915 | RELAY, MERCURY, PART #44C371200-025, USED ON TURBINE SUPV. INST. SYS, PETE#3, S/N 170X583 AND PETE #4, S/N 170X755. |  |  | 44C371200-025 | 2FA13F25 | 1 | EA | 563.3
PETE | 5207510 | 10.532.916 | RELAY, GENERAL PURPOSE, 8 BLADE SOCKET STYLE, 120 VAC COIL, 60 HZ, 8 AMP CONTACTS, LED INDICATOR, FOR #4 COOLING TOWER (USED WITH ALLEN BRADLEY BASE PT #700-HN122 (STK #5207509). |  |  | 700-HK32A1-4 | 4FA5D9 | 4 | EA | 123.72
PETE | 5413340 | 10.532.917 | RELAY, GROUND FAULT, 202D6141UL - TYPE GR-5, SOLID STATE, DRAWOUT CASE, ADJ. PICKUP, 5-50 AMPS, 2-24 CYCLES, 125 VDC FOR PETE #4 - 4160 VOLT SWITCHGEAR. | 204RMAFMC3 | UNIT 4 ABSORBER FEED PUMP MOTOR. (P401-C-3) INCLUDES MOTOR AND CONTROLS. 10/2011 REBUILT MOTOR WILL BE USED FOR QUENCHER PUMP MOTOR FOR UNIT 4 UPGRADE | 1356D35A01 | 4FA1F7 | 1 | EA | 1018
PETE | 5606549 | 10.532.919 | RELAY, SWITCH, LATCHING, 125 VDC, #9306DA USED ON UNIT #4 I.D. FAN CURRENTTRANSFORMER CIRCUIT. | 204AHAP000 | UNIT 4 ASH SYSTEM PUMPS. | 9306DA | 2FA23B12 | 2 | EA | 1778.96
PETE | 5413334 | 10.532.921 | RELAY, OVERCURRENT, 423P9241 - TYPE 51YM, SOLID STATE, 3 PHASE, VERY INVERSE, 1.5-6 AMP TIMED, 3-120 AMP INST. 125 VDC FOR PETE #4 - 4160 VOLT SWITCHGEAR. |  |  | 423P9241 | 4FA1D7 | 1 | EA | 1225
PETE | 5404930 | 10.532.925 | RELAY, OVERLOAD, CCOLR1250, P/N 25-131-586-014 FOR PETE #4, CSI, SIEMENS ALLIS MCC'S MARQ 21, REF. #09-1467-52161. | 204RE00000 | UNIT 4 SCRUBBER ELECTRICAL SYSTEM | 25-131-586-014 | 2FA24G25 | 1 | EA | 56
PETE | 5404935 | 10.532.926 | RELAY, OVERLOAD, CCOLR4500, P/N 25-131-586-019 FOR PETE #4, CSI, SIEMENS ALLIS MCC'S MARQ 21, REF. #09-1467-52161. | 204RE00000 | UNIT 4 SCRUBBER ELECTRICAL SYSTEM | 25-131-586-019 | 2FA21E25 | 1 | EA | 70.75
PETE | 5404939 | 10.532.927 | RELAY, OVERLOAD, CCOLR1253, P/N 25-131-445-509 FOR PETE #4, CSI, SIEMENS ALLIS MCC'S MARQ 21, REF. #09-1467-52161. | 204RE00000 | UNIT 4 SCRUBBER ELECTRICAL SYSTEM | 25-131-445-509 | 2FA21E26 | 1 | EA | 95.81
PETE | 5012629 | 10.532.929 | OVERLOAD RELAY, 21-25 AMP TRIP, USED ON UNITS 1 & 3, 2014, E.S.P. UPGRADE. PURGE AIR HEATING SYSTEM. | 203ENP0000 | UNIT 3 PRECIPITATORS INCLUDES CONTROLS, TR SETS, VIBRATORS, RAPPERS, DOORS, LOCKS AND HIGH VOLTAGE BUSHINGS. *********CONFINED SPACE SEE NOTES PAGE 6********* | YC9Z-RHU10A25P | 2FA4F43 | 1 | EA | 42.75
PETE | 5606520 | 10.532.931 | RELAY, OVER LOAD, CUTLER-HAMMER, P/N 10-3563-6, SIZE 3, 600V MAX AC, SERIES A1, 3 PHASE, 90 AMP AUX CONTACT 1-NO & 1-NC FOR 4-1 & 4-2 SEAL WATER BACK WASH PP CONTROLS |  |  | 10-3563-6 | 2FA9A18 | 2 | EA | 277.2
PETE | 5404928 | 10.532.934 | RELAY, OVERLOAD HEATER BLOCK, 3-12 AMP RANGE, W/ MOUNTING KIT, FOR SIEMENS ALLIS MCC'S, MARQ 21, CCOLR0630, REF. #09-1467-52161. | 204RE00000 | UNIT 4 SCRUBBER ELECTRICAL SYSTEM | 3UB8124CW2 W/ 49ASMP1 | 2FA24E31 | 2 | EA | 360.2
PETE | 5513281 | 10.532.943 | PULLEY, TAKE-UP, FOR PETE #3 & #4 STOCK EQUIPMENT COAL FEEDERS, #5124. | 203BFCF001 | 3-1 COAL FEEDER ********SEE EQUIPMENT NOTES PAGE 6 ********** ***NUCLEAR DENSITY GAGE ATTACHED TO PIPING*** | V415385.B01 | SB3L2C2 | 0 | EA | 0
PETE | 5706476 | 10.532.944 | PULLEY, LIFTING, 8", HRS, FOR DCL UN800 LOADING SPOUT, USED ON PETE #3 IUCS/CSI TRAIN FLYASH LOAD-OUT STATION, DCL MODEL UN800EV-04-22111112-P1, JOB #J015720, S/N 20578008, TAG #M007. | 203RWTLS01 | UNIT 3 FLYASH SILO DCL TRAIN LOADOUT STATION | 6AU008A1 | 2FA6D8 | 1 | EA | 292
PETE | 5714301 | 10.532.945 | PULLEY, ZERO SPEED SWITCH, 3/4" DIA., FOR DINGS MODEL 66 MAGNETIC SEPARATOR, USED ON PETE 3A & 8A COAL CONVEYORS. | 266CA03AMS | 3A MAGNET BELT **** SEE EQUIPMENT NOTES PAGE #6 **** * CUTTING & WELDING PERMIT REQUIRED * | I54ST16807 | 2FA1D14 | 1 | EA | 282.35
PETE | 5225623 | 10.532.956 | BASIC REPAIR KIT, FLYGT PUMP MODEL #3102.185-5170, USED ON PETE FGD CLARIFIER TUNNEL SUMP PUMP. | 245DGN003A | F.G.D. CLARIFIER TUNNEL SUMP PUMP A. INCLUDES PUMP/MOTOR, CONTROLS, VALVES AND PIPING. FED FROM WWTP PANELBOARD: 480V PANEL 3, 50 AMP 3 PH.BREAKER #9. | 6018906 |  | 0 | EA | 0
PETE | 5225630 | 10.532.957 | BASIC REPAIR KIT, FLYGT PUMP MODEL #3153.185-5381 & 3153.185-5380, USED ON PETE SLUDGE DECANT SUMP PUMP & SLUDGE PIT FORWARDING PUMP & PETE 3 FGD TRENCH COLLECTION SUMP PUMP. | 245FGTCSPA | UNIT 3 FGD TRENCH COLLECTION SUMP PUMP "A" INCLUDES PUMP/MOTOR, CONTROLS, VALVES AND PIPING. FED FROM. | 6571711 |  | 0 | EA | 0
PETE | 5205529 | 10.532.967 | PUMP, CHEMICAL, NEPTUNE MODEL 535-A-N4-FA-140-128023-EC5000-DD, C20 CONSTRUCTION, 18 GPM, 350 PSI MAX, 117SPM, FLANGE ADAPTER, 2HP, 3/60/460 VAC, 145TC TEFC MOTOR, RH DOUBLE DIAPHRAGM POSITION/CONTROLLER, NEMA 7, INPUT SIGNAL 4-20 MA. |  |  | 535-A-N4-FA-140-128023-EC5000-DD | SB1MC9 | 2 | EA | 20023.98
PETE | 5003252 | 10.532.976 | PUMP, HYDRAULIC, ROTARY GEAR, FOR PETE #3 & #4 SCRUBBER LIMESTONE GRINDING BALL MILLS. | 203RPBM000 | M2-3 BALL MILL LINERS,SCREENS,AND INTERNALS | 712-710-2 | 2FA14F10 | 2 | EA | 1186
PETE | 5004034 | 10.532.986 | PUMP, WASTE SLURRY, COMPLETE ASSEMBLY, W/MECHANICAL SEAL, NO MOTOR. | 203RDWSP3A | WASTE SLURRY PUMP P3-3-A INCLUDES PUMP, MOTOR AND CONTROLS | 8M193 FPD-HCI |  | 0 | EA | 0
PETE | 5008011 | 10.532.992 | PUMP, GEAR, W/O MOTOR FOR HYDRAULIC SYS DOWTY MANUFACTURING, UNIT PETE 4 MANUFACTURER PART NO = IPL036CPSJB | 204RDHOP01 | P416-1 HYDRAULIC OIL PUMP AND MOTOR | IPL036CPSJB | 2FA22A12 | 2 | EA | 505.28
PETE | 6704473 | 10.532.999 | PUMP, AUXILIARY OIL, 1",RELIEF VALVE SET 50 PSI, STD MECH SEAL,CW ROTATION,VIKING, MODEL GG-475 CLOSE COUPLED TO BALDOR CEM3546-1 HP, MOTOR, CCN: 5225401. | 203AHSWP01 | 3-1 ASH SLUICE PUMP | GG475 (PUMP & MOTOR ASSEMBLY) | 2FA1H19 | 2 | EA | 2838.93
PETE | 5305019 | 10.533.003 | PUMP, OIL, IGNITION, 1.5 GRM, WORTHINGTON, "8270 MODIFIED" CI GEAR PUMP W/MECHANICAL SEALS ON PETE 3 IGNITION OIL SYSTEM. | 203BFIPP01 | 3-1 IGNITION OIL PUMP | W99NS000229265 |  | 0 | EA | 0
PETE | 5013399 | 10.533.005 | PUMP, LUBE, SCREW TYPE, USED ON BOOSTER FANS, PETE UNIT 4 FGD, LUBE OIL SYSTEM, DWG# 23999S1, S/N P208305. | 204RFBF001 | 4-1 BOOSTER FAN, WHEEL & BEARINGS *** CONFINED SPACE ENTRY *** SEE NOTES PAGE 6 *** | AA3G/NVPPCA118SP | 1FA11I6 | 1 | EA | 1950
PETE | 6718394 | 10.533.010 | PUMP, HYDROMATIC, 3" DISCHARGE, 2-1/2" MAXIMUM SOLIDS, 2HP, 1750 RPM, 3-60-480 VOLT MOTOR, WITH 30' LONG POWER CORD, FOR PETE 3 SANITARY LIFT SEWAGE STATION. | 203RBEN143 | P14-3 SANITARY LIFT SEWAGE SUMP PUMP AND MOTOR LOCATED IN SCRUBBER CONTROL BUILDING 1ST FLOOR | SB3S200M4-4 | SB1MA11 | 1 | EA | 3269
PETE | 5706625 | 10.533.016 | PUMP, FILTRATE, (BARE), MODEL 55-OH, 4 X 9, CD4MCU, CARVER SERIES 855-OH, S/N 180078-1A, FOR PETE #4 DEWATERING VACUUM FILTER, EIMCO MODEL 3M65 EXTRACTOR, S/N CSP0000326-01/02. | 272FRP4400 | FRP 44-04 DEWATERING UNIT #4 FILTER FILTRATE RECEIVER PUMP | 180078-1A |  | 0 | EA | 0
PETE | 5706623 | 10.533.034 | PUMP, CLOTH WASH, BARE (LESS MOTOR & BASEPLATE), GOULD MODEL 3196 STi, SIZE- 1 X 1.5-8, 3500 RPM, FOR PETE #4 DEWATERING BELT FILTER, EIMCO MODEL 3M65 EXTRACTOR, S/N CSP0000326-01/02. | 272FWP404A | FWP 44-04A DEWATERING UNIT #4 FILTER CLOTH WASH PUMP A | 3196 STi 1 X 1.5-8 |  | 0 | EA | 0
PETE | 5711209 | 10.533.037 | PUMP, JETPULSION, 4", {4-1602-149}, FOR PETE #3 & #4 BOTTOM ASH SYSTEMS, PER UC PO 54574-4. | 203AHTKP01 | 3-1 PYRITE HOPPER AND CATEGORY'S OF THE HOPPER | 1602-4102-176 | SB1RD6 | 1 | EA | 3060.94
PETE | 5721579 | 10.533.038 | PUMP, JETPULSION, 8", 90 DEG., W/ 2.06" NOZZLE, 416 SS, FOR PETE #1 & #4 BOTTOM ASH SYSTEMS. | 203AHEA000 | "A" ASH HOPPER HYDRO-EJECTOR LOCATED AT "A" ASH HOPPER AT BOTTOM OF DOGHOUSE | 1602-8522-080 | SB1BC5 | 2 | EA | 8034.52
PETE | 5002563 | 10.533.042 | RESISTOR, 80 MEGOHM, FOR PRECIP TRANS/RECTIFIER WESTINGHOUSE ELECTRIC CO, UNIT PETE 4 MANUFACTURER PART NO = 3642B84G03 | 204ENPRCP1 | UNIT 4 PRECIPITATOR 4-1 (SOUTH) INCLUDES CONTROLS, TR SETS, VIBRATORS, RAPPERS, DOORS, LOCKS AND HIGH VOLTAGE BUSHINGS. *********CONFINED SPACE SEE NOTES PAGE 6********* | 3642B84G03 | 2FA21E13 | 3 | EA | 584.04
PETE | 5002523 | 10.533.046 | RESISTOR, GENERAL PURPOSE, OHMS- 1 K, VOLTS- 25 W | 204ENPRCP1 | UNIT 4 PRECIPITATOR 4-1 (SOUTH) INCLUDES CONTROLS, TR SETS, VIBRATORS, RAPPERS, DOORS, LOCKS AND HIGH VOLTAGE BUSHINGS. *********CONFINED SPACE SEE NOTES PAGE 6********* | 1K 25W | 2FA21E1 | 2 | EA | 16.2
PETE | 6626246 | 10.533.049 | RESISTOR, ITEM #A15, CAT. #A200N6EA/X101AM, FOR PETE #4 ALTERREX REGULATORCUBICLE ASSOCIATED WITH TURBINE S/N 170X755. |  |  |  | 2FA3F9 | 2 | EA | 77.54
PETE | 5002535 | 10.533.053 | RESISTOR, THYRITE, FOR PRECIPITATOR ENVIRONMENTAL ELEMENTS CO, UNIT 4 MANUFACTURER PART NO = WA10532 | 204ENPRCP1 | UNIT 4 PRECIPITATOR 4-1 (SOUTH) INCLUDES CONTROLS, TR SETS, VIBRATORS, RAPPERS, DOORS, LOCKS AND HIGH VOLTAGE BUSHINGS. *********CONFINED SPACE SEE NOTES PAGE 6********* | WA10532 | 2FA21F3 | 1 | EA | 34.06
PETE | 6626285 | 10.533.064 | RESISTOR, 1W, ITEM #B94, CAT. #68A7001P104, FOR PETE #4 ALTERREX REGULATORCUBICLE ASSOCIATED WITH TURBINE S/N 170X755. |  |  | 68A7001P104 | 2FA22E22 | 1 | EA | 1.72
PETE | 5404944 | 10.533.066 | RESISTOR, 50W, 220 OHM, P/N 13-174-030-002 FOR PETE #4, CSI, SIEMENS ALLISMCC'S MARQ 21, REF. #09-1467-52161. | 204RE00000 | UNIT 4 SCRUBBER ELECTRICAL SYSTEM | 13-174-030-002 | 2FA21E27 | 1 | EA | 30.24
PETE | 6626306 | 10.533.067 | RESISTOR, PT #IC9033A4H9, FOR PETE #3 ALTERREX ASSOCIATED WITH TURBINE 170X583. |  |  | IC9033A4H9 | 2FA25E55 | 2 | EA | 81.4
PETE | 5002518 | 10.533.070 | RESISTOR, PRECIPITATOR, 500 OHM, 225W, FOR PETE #4 ENVIRONMENTAL ELEMENTS CO. PRECIPITATOR CONTROLS. | 204ENPRCP1 | UNIT 4 PRECIPITATOR 4-1 (SOUTH) INCLUDES CONTROLS, TR SETS, VIBRATORS, RAPPERS, DOORS, LOCKS AND HIGH VOLTAGE BUSHINGS. *********CONFINED SPACE SEE NOTES PAGE 6********* | WA40513 | 2FA21D1 | 1 | EA | 40.14
PETE | 5601881 | 10.533.071 | RESISTOR, 7 AMP, BECK DRIVE POSITIONERS, S/N 11-209-130823-26-0X CONTROL DRIVES, USED ON PETE 1 SOFA TILT & PETE 2 HOT AIR DAMPER DRIVES, S/N 11-206-141089-13-XX. | 202BFDAH01 | 2-1 PULV. HOT AIR DAMPER & DRIVE | 20-1971-12 | 4FA5E30 | 1 | EA | 62.7
PETE | 6626309 | 10.533.072 | RESISTOR, W/SLIDER, PT #IC9033E5R8, FOR PETE #3 ALTERREX ASSOCIATED WITH TURBINE S/N 170X583 AND FOR PETE #4 ALTERREX ASSOCIATED WITH TURBINE S/N 170X755. |  |  | IC9033E5R8 | 2FA3B29 | 2 | EA | 127.92
PETE | 6626454 | 10.533.073 | RESISTOR, EXCITER, ALTERREX, 36K OHM, 40W, 5%, FOR PETE #2, #3 & #4 G.E. TURBINE GENERATORS, S/N 170 X 350 / 583 / 755. |  |  | 323A2354P34 | 2FA12F43 | 1 | EA | 22.8
PETE | 6626247 | 10.533.076 | RESISTOR, ITEM #19, CAT. #A25D625DA-TH, FOR PETE #4 ALTERREX REGULATOR CUBICLE ASSOCIATED WITH TURBINE S/N 170X755. |  |  | A25D625DA-TH | 2FA3F9 | 1 | EA | 48.24
PETE | 6006129 | 10.533.077 | RESISTOR, SHUNT, 250 OHM, FOR HONEYWELL 10260A HERCULINE ACTUATOR, USED ON PETE #3 & #4 BOILER SECONDARY AIR DAMPER DRIVES. |  |  | 070756 | 1FA5G61 | 4 | EA | 164.82
PETE | 5002741 | 10.533.081 | RESISTOR, 50 OHM WW, FOR PRECIPITATOR CONTROL CABT RESEARCH-COTTRELL, UNIT3 MANUFACTURER PART NO = 108427-L50 | 203ENPRCP1 | UNIT 3 PRECIPITATOR 3-1 (SOUTH) INCLUDES CONTROLS, TR SETS, VIBRATORS, RAPPERS, DOORS, LOCKS AND HIGH VOLTAGE BUSHINGS. ***** CONFINED SPACE/SAFETY SEE NOTES PAGE 6 ***** | 108427-L50 | 2FA6E5 | 2 | EA | 240
PETE | 5005686 | 10.533.086 | RESTRICTOR, PUMP, LANTERN, FOR PETE #4 SCRUBBER DISPOSAL FEED PUMPS & PETE #4 IUCS/CSI THICKNER SLUDGE TRANSFER PUMPS, WARMAN PUMPS MODEL 6/4DAH. | 203RDUFP3B | P7-3B UNDERFLOW PUMP INCLUDES PUMP, MOTOR AND CONTROLS | D118C25 | 2FA16F32 | 1 | EA | 1491.3
PETE | 5005173 | 10.533.110 | RETAINER, GREASE, FOR CHEMINEER MIXERS, MODEL 4-HTD-7.5, SIZE/DESC PETE 4,MANUFACTURER PART NO = 23040-400A | 204RDDFTM0 | DISPOSAL FEED TANK MIXER | 23040-400A | 4FA2E14 | 1 | EA | 96
PETE | 5513892 | 10.533.114 | RETAINER, TRUNNION BUSHING, FOR PETE #3 & #4 ABB C-E SVCS. MODEL 903RP COAL PULVERIZERS, S/N 73831-73836. | 203BFCM001 | 3-1 PULVERIZER *** CONFINED SPACE ENTRY *** *** FOR PYRITE SECTION ONLY - SEE NOTES PAGE 6 *** | 94-154 | 1FA12D9 | 4 | EA | 1282.3
PETE | 6626328 | 10.533.119 | RHEOSTAT ASSY, PT #44B218508-003, FOR PETE #3 ALTERREX ASSOCIATED WITH TURBINE S/N 170X583. |  |  | 44B218508-003 | 4FA52A2 | 1 | EA | 1877.65
PETE | 6626283 | 10.533.121 | RHEOSTAT, 25W, ITEM #B91, CAT. #573A384P15A, FOR PETE #4 ALTERREX REGULATOR CUBICLE ASSOCIATED WITH TURBINE S/N 170755. |  |  | 573A384P15A | 2FA22F23 | 1 | EA | 37.95
PETE | 5205015 | 10.533.127 | RING O 2.062 X 2.250X.093, WEIR PUMP-SUBMERSIBLE, 300 GPM AT 83 TDH-54674-25-22 | 245BARASPA | RADS AREA SUMP PUMP A. 300 GPM @ 83FT TDH | 810386-094 | 2FA25E68 | 1 | EA | 7.17
PETE | 5205021 | 10.533.129 | RING V FORSHEDA V-55A 2.250, WEIR PUMP-SUBMERSIBLE, 300 GPM AT 83 TDH-54674-25-22 | 245BARASPA | RADS AREA SUMP PUMP A. 300 GPM @ 83FT TDH | 829305-091 | 2FA25E69 | 1 | EA | 71.58
PETE | 5216278 | 10.533.130 | RING, .75X1X.125, FOR PUMP ENPRO, MODEL 7120HSAE, UNIT 4-1&2 SEAL MANUFACTURER PART NO = W054821-NTR SER NO = J2257-60 |  |  | W054821-NTR | 2FA9F22 | 4 | EA | 4.44
PETE | 5711530 | 10.533.131 | RING, ALIGNING, 5", FLANGE CONNECTION, FOR PETE #3 TOP-ASH HANDLING SYSTEM, AS FURNISHED ON UCC PO 54674-4, MFT. P/N SK-1701-85. |  |  |  | SB5A2B5 | 3 | EA | 107.1
PETE | 5602999 | 10.533.158 | AIR REGULATOR, WITH FILTER, FOR UNIT 2 & 4 CAMMS SYSTEM. | 204BFCM001 | 4-1 PULVERIZER *** CONFINED SPACE ENTRY *** *** FOR PYRITE SECTION ONLY - SEE NOTES PAGE 6 *** | 350-004-00 | 1FA2E53 | 2 | EA | 668.68
PETE | 5601293 | 10.533.160 | REGULATOR, PURGE METER, W/TUBE KIT, FOR MILL DIFFERENTIAL PRESSURE REGULATION, FISCHER & PORTER UNITS PETE 1-4 MANUFACTURER PART NO = A 10A6131MB1B1A00AAEXB1B3XA, RANGE 2.5 SCFH. | 203BFCM000 | UNIT 3 PULVERIZER PARENT *** CONFINED SPACE ENTRY *** *** FOR PYRITE SECTION ONLY - SEE NOTES PAGE 6 *** | 10A6131MB1B1A00AAEXB1B3XA | 2FA24I24 | 1 | EA | 565.49
PETE | 5007761 | 10.533.177 | REGULATOR, 2-STAGE, SS, USED ON PETE UNIT #4 SCRUBBER KVB SYSTEM, PARKER VERIFLOW P/N IR6001SK6P03404. | 203RIFGDI0 | UNIT #3 FGD INSTRUMENTS(PH, FLOWS, TEMP, PRESS. VIBRATION, ETC. | DSG750-S-4-7PG | 2FA23I16 | 1 | EA | 475
PETE | 5617307 | 10.533.181 | RELAY, PT #07-104-62401 FOR COAL FEEDER SECOAL NUCLEAR MONITORS, PETE 3 & 4. | 203BFCFFND | COAL FEEDER NUCLEAR COAL FLOW DEVICES ON 3-1 THRU 3-6 COAL FEEDERS **CAUTION: THESE DEVICES ARE NRC REGULATED****** *******OBSERVE PROPER HANDLING PROCEDURES******* | 07-104-62401 | 2FA11E6 | 2 | EA | 138.14
PETE | 5606613 | 10.533.194 | RELAY, 208/240 V., (3 PH - 3 POLE, 1 PH-2 POLE) 60 HZ. CUTLER HAMMER #9560H1545A, MODEL #6-331-14 USED ON PETE #4 COMBUSTION CONTROL, F.D., I.D., P.A. FANS, INLET DAMPER CONTROL, AND BURNER TILTS. DAMPER CONTROL, AND BURNER TILTS. |  |  |  | 1FA6E4 | 1 | EA | 52.8
PETE | 5002532 | 10.533.209 | RELAY, FOR PETE #4 ELECTROSTATIC PRECIPITATORS, ENVIRONMENTAL ELEMENTS CO. MODEL. | 204ENPRCP1 | UNIT 4 PRECIPITATOR 4-1 (SOUTH) INCLUDES CONTROLS, TR SETS, VIBRATORS, RAPPERS, DOORS, LOCKS AND HIGH VOLTAGE BUSHINGS. *********CONFINED SPACE SEE NOTES PAGE 6********* |  | 2FA21D4 | 1 | EA | 757.62
PETE | 5413336 | 10.533.222 | RELAY, OVERCURRENT, 223P9341 - TYPE 51YM, SOLID STATE, 3 PHASE, VERY INVERSE, 4-12 AMP TIMED, 8-240 AMP INST., 125 VDC FOR PETE #4 - 4160 VOLT SWITCHGEAR. |  |  |  | 4FA1E8 | 1 | EA | 1027
PETE | 5413327 | 10.533.223 | RELAY, OVERCURRENT, 268T1575 - TYPE 50D (REPLACES 238T1575), SOLID STATE, 3 PHASE, HIGH DROPOUT, .8-8 AMP. 10-300 SEC. RANGES FOR PETE #4 - 4160 VOLT SWITCHGEAR. SWITCHGEAR. |  |  |  | 4FA1B8 | 2 | EA | 1492
PETE | 5617342 | 10.533.229 | RELAY, PANALARM 70X6, 12VDC FOR PETE #3 BOTTOM ASH SYS CONTROLS. | 203AHBA000 | UNIT 3 BOTTOM ASH SYSTEM |  | 2FA23C22 | 1 | EA | 255
PETE | 5606518 | 10.533.231 | RELAY, PLUG-IN (HERMETICALLY SEALED) MODEL 50-A1, 120V, 60C, TYPE AF SEQUENCE, FOR A PANALARM ANNUNCIATOR MODEL 51B36, SERIES 50, #3 UNIT SCRUBBER SLUDGE DISPOSAL AREA. |  |  |  | 2FA7F8 | 2 | EA | 183.6
PETE | 5005694 | 10.533.241 | RING, PISTON, FOR SUMP PUMP WARMAN PUMPS, MODEL 100RV-SPR, UNIT PETE 4 SO2. | 204RBSU042 | P404-2 FGD AREA DRAINAGE SUMP PUMP. | R108HG01 | 2FA16E42 | 4 | EA | 234.36
PETE | 5304229 | 10.533.246 | RING, PISTON, GRAPHITAR GRADE #39, RETRACTABLE OIL GUN, FOR PETE #2 ABB C-E SVCS. BOILER IGNITION SYSTEMS, DWG. #E-911-708, ITEM #16. | 201BFWOG00 | X LEVEL WARMUP OIL GUNS AND ASSOCIATED CONTROLS | E-911-708 / GRADE #39 | 1FA6E35 | 6 | EA | 487.74
PETE | 5711688 | 10.533.252 | RING, ALIGNING, FOR 8" JETPULSION PUMP, USED ON PETE #2, #3 & #4 BOTTOM ASH SYSTEMS. | 203AHEA000 | "A" ASH HOPPER HYDRO-EJECTOR LOCATED AT "A" ASH HOPPER AT BOTTOM OF DOGHOUSE | SK-16070 | 1FA3B17 | 2 | EA | 203.68
PETE | 5009051 | 10.533.254 | RING, PUMP, INTAKE JOINT, FOR PETE #1 & #2 SCRUBBER DISPOSAL FEED PUMPS, WARMAN PUMPS MODEL 043DAH AAAJ 5310. | 203RPSP03A | 3-A MAKE-UP SLURRY PUMP P5-3A (EAST PUMP) (PUMP CONNECTED TO SLURRY STORAGE TANK) | D3060S01 | 2FA17D56 | 1 | EA | 164.2
PETE | 5004531 | 10.533.256 | QUAD RING, PUMP, S/N 70092 & 70359, USED ON WATSON MARLOW BREDEL SPX40, S/N 70092 & 70359, USED ON PETE #3 & #4 SCRUBBER SULFUR TRANSFER PUMPS. | 203RMPASP3 | SP-3 SULFUR PUMP | 80270 | 2FA15F39 | 1 | EA | 72
PETE | 5003142 | 10.533.259 | RING, "V", FOR SLURRY PUMPS ON SO2 REMOVAL SYSTEM WORTHINGTON PUMP, MODEL 8-R-193, UNIT PETE 3 MANUFACTURER PART NO = 990107-0004V100 SER NO = B0753158 | 203RDWSP3A | WASTE SLURRY PUMP P3-3-A INCLUDES PUMP, MOTOR AND CONTROLS | 2115123-001 | 2FA14E6 | 0 | EA | 0
PETE | 5301609 | 10.533.267 | RING, RETAINER TO REPAIR SOOTBLWR TRAVELN CARRIAGE COPES-VULCAN, MODEL MK-II T-30, UNIT 3 MANUFACTURER PART NO = 72933 | 203BSSBL01 | L-1 LONG RETRACT T 30 MARK 2 | 72933 | 2FA19A1 | 1 | EA | 55.28
PETE | 5301799 | 10.533.268 | RING, RETAINER, FOR SOOT BLOWER COPES-VULCAN INC, UNIT 3 & 4. | 203BSSBA01 | A-1 "A" ROW WALL SOOTBLOWER | 031245 | 2FA19E22 | 2 | EA | 51.52
PETE | 5702838 | 10.533.270 | RING, RETAINER, FOR PRESSURIZED POKE HOLE (3-2715-11), USED ON EWS #7 & PETE #3 BOTTOM ASH HOPPERS, UC DWG. #527-54411-2-E. | 203AHBAHA0 | UNIT 3 BOTTOM ASH SYSTEM A HOPPER AND ASSOCIATED EQUIPMENT | SK-40159 | 1FA3D24 | 3 | EA | 79.75
PETE | 5513715 | 10.533.275 | RING, RETAINING, EXTERNAL, FOR WORM SHAFT, USED ON PETE #3 & #4 ABB C-E SVCS. MODEL 903RP COAL PULVERIZERS, S/N 73831-73836. | 203BFCM001 | 3-1 PULVERIZER *** CONFINED SPACE ENTRY *** *** FOR PYRITE SECTION ONLY - SEE NOTES PAGE 6 *** | MP-9157 | 1FA13C11 | 2 | EA | 49.9
PETE | 5004444 | 10.533.276 | RING, RETAINING, 5-1/2", (EXTERNAL), FOR PETE #3 IUCS THICKENER RAKE, W/ CLD60 LIFTING DEVICE, EIMCO PROCESS EQUIPMENT MODEL C60B2P, S/N 76011-01. | 203RDTHD01 | THICKNER DRIVE #1 GEAR REDUCER AND MOTOR | 46767CN | 2FA5E7 | 2 | EA | 54
PETE | 5004442 | 10.533.278 | RING, RETAINING, 8-3/4", (INTERNAL), FOR PETE #3 IUCS THICKENER RAKE, W/ CLD60 LIFTING DEVICE, EIMCO PROCESS EQUIPMENT MODEL C60B2P, S/N 76011-01. | 203RDTHD01 | THICKNER DRIVE #1 GEAR REDUCER AND MOTOR | 46766BN | 2FA5C2 | 2 | EA | 410
PETE | 5305612 | 10.533.280 | LENS RETAINING RING, USED ON PETE 1,2,3,4 - 6" EDDY PLATE SIDE IGNITOR W/SCANNER. | 203BFFSMAG | UNIT 3 FLAME SCANNER SYSTEM DETECTOR, TIPS, NOZZLES, TUBES AND ELECTRONICS | V00-4214 | 2FA25H27 | 3 | EA | 3
PETE | 5004537 | 10.533.281 | RETAINING RING, PUMP, S/N 70092 & 70359, USED ON PETE #3 & #4 SCRUBBER SULFUR TRANSFER PUMPS. | 203RMPASP3 | SP-3 SULFUR PUMP | Q80148 / Q451238 / Q451237 | 2FA15F38 | 1 | EA | 17.88
PETE | 6716008 | 10.533.285 | SPIRAL RETAINING RING, ITEM #9, YARWAY SERIES 9200 VALVE, FOR PETE 4 ASH SLUICE PUMP RECIRC VALVES. | 204AHSWVR1 | 4-1 ASH SLUICE PUMP RECIRC VALVE/CHECK. | WHM-850-S17 | 2FA4C18 | 1 | EA | 1314.18
PETE | 4901181 | 10.533.288 | RING, RETAINING, 3", FOR MILL FIRE DETECTION SYSTEM. | 203BFCMCOM | UNIT 3 PULVERIZER FIRE PROTECTION CO MONITOR SYSTEM FOR UNIT #3 NEW SYSTEM ADDED SPRING OUTAGE 2006 | 259514001001 | 1FA11F12 | 6 | EA | 31.5
PETE | 5613483 | 10.533.298 | RING, SEAT USED ON COMBUSTION AIR HEATER CONTROL VALVES, TCV124A & 124B, ON PETE #3, FISHER PART #20A3260X152. |  |  | 20A3260X152 | 1FA2A26 | 1 | EA | 1521
PETE | 5706416 | 10.533.305 | RING, SNAP, FOR SPEED SENSOR OF MERRICK MODEL #460 DS DIGITAL WEIGHING SYSTEMS - S/N 460-DS-17591/3 PETE #4 FGD WASTE STABILIZATION PLANT MERRICKP/N 126014. | 203RWBSWFS | WS-1B BELT SCALE(CO-1B) INCLUDES ELECTRONICS, WEIGHBRIDGE AND CONTROLS | 126014 | 2FA21G13 | 5 | EA | 2.85
PETE | 5003110 | 10.533.306 | RING, SNAP, CLUTCH, AIRFLEX MODEL 42FC650, FOR PETE #3 & #4 SCRUBBER LIMESTONE BALL MILLS. | 203RPBMC00 | BALL MILL CLUTCH M2-3 | 190X3 | 2FA14E1 | 8 | EA | 21.44
PETE | 5706415 | 10.533.308 | RING, SNAP FOR SPEED SENSOR OF MERRICK MODEL #460 DS DIGITAL WEIGHING SYSTEMS - S/N 460-DS-17591/3 AND FOR FD-102 LIME FEEDER, MERRICK MODEL DSC-1 FGD WASTE STABILIZATION PLANT MERRICK P/N PR10. | 203RWBSWFS | WS-1B BELT SCALE(CO-1B) INCLUDES ELECTRONICS, WEIGHBRIDGE AND CONTROLS | RR10 | 2FA21G13 | 6 | EA | 3.24
PETE | 5005474 | 10.533.315 | RING, STABILIZER, STEEL, FOR BEARING HOUSING (SKF BEARING), USED ON PETE #3 & #4 SCRUBBER BALL MILLS, KVS MODEL 48 X 16-3/5B, S/N 758-P-75 & 1469-P-82, SIZE 10' X 18'. | 203RPBM000 | M2-3 BALL MILL LINERS,SCREENS,AND INTERNALS | SR-40-34 | 2FA19J32 | 2 | EA | 145.62
PETE | 6716020 | 10.533.321 | BACKUP RING, YARWAY 9200 SERIES, ITEM 12, PETE 4 BOTTOM ASH RECIRC VALVE. | 204AHSWVR1 | 4-1 ASH SLUICE PUMP RECIRC VALVE/CHECK. | 10087397 | 2FA4D10 | 2 | EA | 2078.68
PETE | 5604190 | 10.533.326 | RING, SEAL FOR FISHER CONTROL VALVE IN UNIT 4 MFG PART # 1P52356242 S/N 9303059 | 203BF18150 | STV-1815 WARM UP OIL TRIP VV | 1P52356242 | 2FA25E11 | 1 | EA | 100
PETE | 5004612 | 10.533.344 | RELAY, SOLID STATE, FOR INTERFACE MODULE, USED ON PETE #3 & #4 SCRUBBER LIMESTONE CONVEYOR METAL DETECTOR. | 204RPCVBMD | LIMESTONE CONVEYOR METAL DETECTOR SHUTS #2 LIMESTONE BELT DOWN IF METAL IS DETECTED | P-531 | 2FA15E33 | 5 | EA | 375
PETE | 5606567 | 10.533.357 | RELAY, TIME DELAY, POTTER & BRUMFIELD #CLF-42-70010, ON OPERATE, 10 AMP, CONTACTS 1/3 H.P. AT 120 VOLTS A.C. USED ON PETE #3 GENERATOR & EXCITER FIELD GROUND DETECTION. |  |  | CLF-42-70010 | 2FA23F6 | 3 | EA | 236.52
PETE | 5605217 | 10.533.358 | TIMER, AGASTAT 120VAC, T.D.P.U., 3-30 MIN. #7012AH FOR PETE #4 BOTTOM ASH CONTROL SYSTEM - ASH HANDLING. |  |  | 7012AH | 2FA23D24 | 1 | EA | 150.7
PETE | 5601723 | 10.533.366 | RELAY, WITH PNEUMATIC TIMER, CUTLER HAMMER PT #D26MR006A, PART OF FURNACE SAFEGUARD SUPERVISORY SYS. C.E. CONTR. #173, PETE #3. |  |  | D26MR-006A | 2FA15B4 | 1 | EA | 81.72
PETE | 5216636 | 10.533.367 | RELAY, 3 PDT, 120VAC, POTTER BRUMFIELD CAT. #KAP14AG-120 FOR MODEL ARP 10-60-917, S/N 505462/463 DIAUTOMATIC FILTER SYS ON UNIT 4 CONDENSATE POLISHING SYS. |  |  | KAP14AG-120 | 2FA23E6 | 1 | EA | 113.67
PETE | 6626198 | 10.533.370 | RELAY, 2 POLE, 125 VDC, #U6005ANXP0001 FOR #3 EHC SYS. |  |  | U6005ANXPO001 | 2FA12F37 | 2 | EA | 120.56
PETE | 6626268 | 10.533.373 | RELAY, 43A, ITEM #B38, CAT. #44A332101-001, FOR PETE #4 ALTERREX REGULATORCUBICLE ASSOCIATED WITH TURBINE S/N 170X755. |  |  | 44A332101-001 | 2FA3E10 | 1 | EA | 1129.21
PETE | 5601718 | 10.533.383 | RELAY, 4-POLE D.C.. PART OF FURNACE SAFEGUARD SUPERVISORY SYS.,C.E. CONTR.#17 3, PETE #3. CUTLER HAMMER PT #D26MD40A1 |  |  | D26MRD40A1 | 2FA15A3 | 1 | EA | 90.52
PETE | 5004230 | 10.533.406 | REPAIR KIT, SOLENOID VALVE, FOR MODEL #PR-90-10-H-N-1047-83, BAG FILTER SYSTEM, PETE 3/4 LIMESTONE SYSTEM. |  |  | PR-90-10-H-N-1047-83 | 2FA19E41 | 1 | EA | 14.69
PETE | 6626314 | 10.533.417 | RESISTOR, PT #165A7844P3, FOR PETE #3 ALTERREX ASSOCIATED WITH TURBINE S/N170X583 AND FOR PETE #4 ALTERREX ASSOCIATED WITH TURBINE S/N 170X755. | 266CHFP00A | A COAL SYSTEM FIRE PROTECTION SYSTEM **** SEE EQUIPMENT NOTES PAGE 6 **** *CUTTING AND WELDING PERMIT REQUIRED* | 0165A7844 | 2FA3E11 | 16 | EA | 614.88
PETE | 6001549 | 10.533.425 | RESISTOR KIT, 0-1MA, UMAC MODEL AC1808, COMPUTER INPUT CABINETS, EWS #7 & PETE #4. (4 RESISTORS PER KIT). |  |  | AC1808 | 2FA24E25 | 9 | EA | 61.74
PETE | 5002526 | 10.533.431 | RESISTOR, 11K 10W, FOR PRECIPITATOR ENVIRONMENTAL ELEMENTS CO, UNIT 4 MANUFACTURER PART NO = WA68969 | 204ENPRCP1 | UNIT 4 PRECIPITATOR 4-1 (SOUTH) INCLUDES CONTROLS, TR SETS, VIBRATORS, RAPPERS, DOORS, LOCKS AND HIGH VOLTAGE BUSHINGS. *********CONFINED SPACE SEE NOTES PAGE 6********* | WA68969 | 2FA21E3 | 1 | EA | 18.55
PETE | 5002768 | 10.533.433 | RESISTOR, 15OHMS/25W, FOR PRECIPITATOR CONTROL CAB RESEARCH-COTTRELL, UNIT3 MANUFACTURER PART NO = 41096-L1 | 203ENPRCP1 | UNIT 3 PRECIPITATOR 3-1 (SOUTH) INCLUDES CONTROLS, TR SETS, VIBRATORS, RAPPERS, DOORS, LOCKS AND HIGH VOLTAGE BUSHINGS. ***** CONFINED SPACE/SAFETY SEE NOTES PAGE 6 ***** | 41096-L1 | 2FA6F5 | 12 | EA | 18
PETE | 5002767 | 10.533.439 | RESISTOR, 50K 10W, FOR PRECIPITATOR CONTROL CABINT RESEARCH-COTTRELL, UNIT3 MANUFACTURER PART NO = 42636-L2 | 203ENPRCP1 | UNIT 3 PRECIPITATOR 3-1 (SOUTH) INCLUDES CONTROLS, TR SETS, VIBRATORS, RAPPERS, DOORS, LOCKS AND HIGH VOLTAGE BUSHINGS. ***** CONFINED SPACE/SAFETY SEE NOTES PAGE 6 ***** | 42636-L2 | 2FA6F5 | 8 | EA | 18.16
PETE | 5013460 | 10.533.444 | SCRAPER, TAIL PULLEY, BELT CONVEYOR, MERRICK WEIGH FEEDER, MODEL 450-36-G, S/N 30491, PETE 4 LIMETONE PREP BLDG. | 204LSW4405 | LIMESTONE WEIGH FEEDER FOR BALLMILL 44-05 | N21716-4 | 1FA11C10 | 1 | EA | 112
PETE | 5706559 | 10.533.445 | MAINFRAME, SCRAPER, 30", STAINLESS STEEL, FOR PETE #3 IUCS & DEWATERING 30" CONVEYORS. |  |  | MFRSB000300000300SS00 | SB3C2A5 | 1 | EA | 314.44
PETE | 8611035 | 10.533.453 | SCREEN, .024" PERF. 60 MESH, PT #30-40 FOR HOLMES PULVERIZER - MODEL 501, S/N 36271-26, SIZE 6 X 2 USED AS LABORATORY COAL PULVERIZER. | 266ESCNI00 | COAL HANDLING INSTRUMENTS AND DEVICES INCLUDES ALL MEASURING, INDICATING, RECORDING OR CONTROLLING DEVICES. | 30-40 | 2FA1F4 | 2 | EA | 80
PETE | 5706876 | 10.533.459 | SCREEN, LOWER, 2" - 5000, USED ON PETE 4 GYPSUM SUMP PUMPS. | 204LSP441A | LIMESTONE AREA SUMP 2 PUMP A (& MOTOR) | 21942 | 2FA6A12 | 2 | EA | 309.62
PETE | 5505287 | 10.533.460 | SCREEN, 1/4", PART #4B17, FOR HOLMES CRUSHER, MODEL #1601A-1, S/N 10333 ATPETE. | 266MBCLTCR | COAL LAB SAMPLE CRUSHER (TRUCK COAL SAMPLE CRUSHER) | 4B17 | SB3C2B1 | 2 | EA | 335.76
PETE | 5015321 | 10.533.464 | SCREW SET 37MM CC (CONCAVE COARSE) STD K2T35 DR, USED ON UNITS 1-2-3-4 ACTIVATED CARBON INJECTION SYSTEMS (1 PR REQ'D WHEN REPLACING). | 203ENCFDR1 | FEEDER, FEEDER MOTOR, FEEDER VFD, FEEDER HOPPER FOR "TRAIN 1" POWDERED CARBON TRANSPORT SYSTEM. | 9528301740 | 2FA9E47 | 1 | PAA | 1441
PETE | 5513259 | 10.533.472 | SCREW, CAP, HEX SOCKET HEAD, 1-1/8" X 2-3/4"- 7, UPPER JOURNAL HOUSING TO LOWER JOURNAL HOUSING, FOR PETE #2 ABB C-E SVCS. MODEL 823RPS COAL PULVERIZERS, S/N 66810-66814. | 203BFCM001 | 3-1 PULVERIZER *** CONFINED SPACE ENTRY *** *** FOR PYRITE SECTION ONLY - SEE NOTES PAGE 6 *** |  | 1FA25J2 | 29 | EA | 1730.43
PETE | 5706179 | 10.533.487 | SCREW, SET (3/8" 16 NYLOCK) PT.# 121258 FOR MERRICK MODEL 460 DS WEIGHTOMOTOR S/N# 13532/3 (WS-1A & 1B) FILTER CAKE SCALE IUCS PETE 3. |  |  |  | 1FA11F20 | 5 | EA | 5.75
PETE | 5706425 | 10.533.488 | SCREW, SET, '14-20 NYLOCK FOR MECHANICAL COMPONENTS OF MERRICK MODEL 460-DS DIGITAL WEIGHING SYSTEM S/N{S 460-DS-17591/3 PETE #4 FGD WASTE STABILIZATION PLANT | 203RWBSWFS | WS-1B BELT SCALE(CO-1B) INCLUDES ELECTRONICS, WEIGHBRIDGE AND CONTROLS |  | 2FA21G15 | 8 | EA | 2.8
PETE | 5721674 | 10.533.494 | SCREW, SPHERICAL JOING RETAINER, HHC, .31" - 18 X 1.75" LG, SS, .063" HOLE, | 204AHFH39A | (39A) ECONOMIZER HOPPER AND CATEGORY'S OF THE HOPPER AND DISCHARGE VALVE | 460471-0312-0175 | 2FA11F21 | 6 | EA | 7.2
PETE | 5513817 | 10.533.497 | SCREW, ADJUSTING, FOR FEEDER BELT TAKE UP, USED ON PETE #3 & #4 VOLUMETRIC COAL FEEDERS, S-E CO. SHOP ORDER #5124-3-(1-6). | 203BFCF001 | 3-1 COAL FEEDER ********SEE EQUIPMENT NOTES PAGE 6 ********** ***NUCLEAR DENSITY GAGE ATTACHED TO PIPING*** | V382509.B01 | 2FA15D16 | 2 | EA | 567.15
PETE | 5706745 | 10.533.509 | SET SCREW, W/ NUT, FS 8 X 35MM, FOR PETE #4 DEWATERING PRIMARY HYDROCLONE & RECLAIM WATER PUMPS, WARMAN PUMPS MODEL 6/4EEAH. | 204MSP405A | BALLMILL SLURRY PUMP | M8A4-35V | 2FA6F48 | 4 | EA | 14.8
PETE | 5721640 | 10.533.522 | SCREW, HHC, 1" - 8X7" LG, 304 SS, FOR FLY ASH DUSTLESS UNLOADER. | 203AHFU031 | 3-1 ROTARY DUSTLESS UNLOADER | 46350-700 | 2FA11F13 | 7 | EA | 174.3
PETE | 5013426 | 10.533.533 | SEAL, AIR, MOTOR BRG NON-DRIVE AND DRIVE END, USED ON BOOSTER FANS, PETE UNIT 4 FGD, DWG# C3138AA, S/N P208305. | 204RFBF001 | 4-1 BOOSTER FAN, WHEEL & BEARINGS *** CONFINED SPACE ENTRY *** SEE NOTES PAGE 6 *** | 1D64737H04 |  | 0 | EA | 0
PETE | 5711742 | 10.533.574 | RING, RETAINING, FOR FMC LINK-BELT SIZE & MODEL DDFF-73, INTERDRIVE, USED ON CLINKER GRINDER DRIVE UNIT, UNIT 3, MANUFACTURER PART NO. 3367W17-9. |  |  |  | 1FA3E47 | 6 | EA | 6.72
PETE | 6501152 | 10.533.577 | RING, RUBBER #64100 PTS. CAT. #SC32003 FOR DELAVAL OIL PURIFIER ON #3 BFP. |  |  |  | 2FA12F59 | 3 | EA | 24.36
PETE | 5721124 | 10.533.581 | RING, SEAT RETAINER, 4" PLIAXSEAL 316SS FOR BOTTOM ASH, PETE #1, 2, AND 3,AND PLANT WATER TREATMENT SYSTEM. | 203AHPGSPD | ASH SLUICE PUMP DISCHARGE PIPING AND VALVES |  | 4FA5F17 | 2 | EA | 354
PETE | 5721046 | 10.533.611 | RING, CARBON, PT #054215 FOR HOFFMAN CENTRIFUGAL BLOWERS #41B1 ON 4-1 & 4-2 FLUIDIZING BLOWER, S/N 0782005 & 0782006 PREC. ASH SYS., UNIT #4. | 204AHFBP01 | 4-1 PRECIPITATOR FLUIDIZING BLOWER | 054215 | 2FA25H12 | 2 | EA | 107.8
PETE | 5711976 | 10.533.621 | RING, CLAMPING, #SK15328, FOR FLYASH NUVA FEEDER SIGHT GLASS AS FURNISHED ON UCC PO 54674-4, ASH HANDLING SYSTEM, PETE #3 & #4. | 203AHFFA01 | A-1 PRECIP HOPPER AND NUVA FEEDER | SK-15328 | SB5A2A6 | 7 | EA | 84.7
PETE | 5009054 | 10.533.630 | RING, DISCHARGE JOINT, FOR PETE #1 & #2 DISPOSAL FEED PUMPS, WARMAN PUMPS MODEL 043DAH AAAJ 5310. | 203RPSP03A | 3-A MAKE-UP SLURRY PUMP P5-3A (EAST PUMP) (PUMP CONNECTED TO SLURRY STORAGE TANK) | D3132LS01 | 2FA17D55 | 1 | EA | 212.63
PETE | 5706515 | 10.533.632 | RING, LANTERN, FOR PETE #4 IUCS/CSI PUGMILL. | 204RWPM000 | PUGMILL MCC 101 PUG MILL MIXER M-101 | D36823 | 2FA6F19 | 2 | EA | 429
PETE | 5205019 | 10.533.646 | SEAL, SFT 2.250 TYPE HU803, WEIR PUMP-SUBMERSIBLE, 300 GPM AT 83 TDH-54674-25-22 | 245BARASPA | RADS AREA SUMP PUMP A. 300 GPM @ 83FT TDH | 836479-016 | 2FA25A46 | 1 | EA | 416.97
PETE | 5711592 | 10.533.647 | SEAL, SHAFT, ROTOR, ITEM #18, FOR PETE #4 FLYASH BLOWER, GARDNER DENVER MODEL 7CDL11H, S/N 21412. |  |  |  | 1FA3D44 | 3 | EA | 212.61
PETE | 5225613 | 10.533.666 | LABYRINTH SEAL, ITT GOULDS PUMP MODEL #3196MTI 2X3-10, 3196MTI 3X4-7, 3196MTI 3X4-10, 3196MTI3X4-8G & 3196MTI 4X6-13. | 245FGDSWPA | FGD SERVICE WATER PUMP "A", INCLUDES MOTOR, COUPLING, CONTROLS, VALVES AND PIPING. FED FROM WWTP 480V MCC 3 POSITION 07A 100 AMP BREAKER | A04951A219 | 2FA18E12 | 5 | EA | 1012.5
PETE | 5005197 | 10.533.671 | SEAL, LIP, FOR HIGH SPEED SHAFT, USED ON PETE #4 SCRUBBER DRAINAGE SUMP MIXER, CHEMINEER MIXERS MODEL 2-HTD-3. | 204RBSM401 | S401 FGD AREA DRAINAGE SUMP MIXER & MOTOR | PT# 2030-054J | 4FA2E16 | 2 | EA | 52
PETE | 5513014 | 10.533.682 | MECHANICAL SEAL, FOR PETE 3 PULVERIZER WORM SHAFTS. | 203BFCM001 | 3-1 PULVERIZER *** CONFINED SPACE ENTRY *** *** FOR PYRITE SECTION ONLY - SEE NOTES PAGE 6 *** | 9930-A-26992-5 | 2FA17I1 | 1 | EA | 6531.76
PETE | 5005957 | 10.533.692 | SEAL, MECHANICAL, B/SLC SEAL GP2DZ4Z, FOR PETE #4 SCRUBBER SULFITE PUMP, WARMAN PUMPS MODEL 4/3DAH. |  |  | A2R24460-01 | 2FA15G25 | 1 | EA | 4356
PETE | 5013447 | 10.533.695 | INSERT, FRAME PLATE LINER, 6/4, A05 METRIC, BMS-MSP 44-05A/BMS-MSP 44-05B, USED ON #4 SCRUBBER BALL MILL SLURRY PUMPS. (WORKS W/MECH SEAL 5013-446) | 204MSP405A | BALLMILL SLURRY PUMP | E4041MA76887 | SB1CB10 | 1 | EA | 2180.12
PETE | 5005127 | 10.533.698 | SEAL, LIP, HIGH SPEED SHAFT FOR MECH REAGENT MIXER CHEMINEER MIXERS, MODEL7-HTD-25, UNIT PETE 4 MANUFACTURER PART NO = 02030-106J | 204RPRFMX1 | REAGENT FEED TANK MIXER MX-404-1 | N09RJ87108 | 4FA3E5 | 5 | EA | 95.55
PETE | 5225637 | 10.533.699 | SEAL, MECHANICAL, ITT GOULDS PUMP MODEL #3196MTi 2x3-10, USED ON PETE BRINE RECIRCULATION PUMP. | 245ZLDBRPA | BRINE RECIRC PUMP "A", MOTOR, PIPING, VALVES, INSTRUMENTS AND CONTROLS.. 9PMP-ZLD001A | 724H663SL | 2FA18B26 | 1 | EA | 2102
PETE | 5225640 | 10.533.700 | SEAL, MECHANICAL, ITT GOULDS PUMP MODEL #3196MTi 3X4-10, USED ON PETE FGD RECYCLE FILTRATE PUMP. | 245FGDRP0A | FGD RECYCLE PUMP "A" , INCLUDES PUMP, MOTOR, COUPLING, CONTROLS, VALVES AND PIPING. FED FROM WWTP 480V MCC 3 POSITION 12E 250 AMP BREAKER | 724H669SL | 2FA18D24 | 0 | EA | 0
PETE | 5225645 | 10.533.701 | SEAL, MECHANICAL, ITT GOULDS PUMP MODEL #3196MTi 3X4-8G, USED ON PETE FGD SERVICE WATER PUMP. | 245FGDSWPA | FGD SERVICE WATER PUMP "A", INCLUDES MOTOR, COUPLING, CONTROLS, VALVES AND PIPING. FED FROM WWTP 480V MCC 3 POSITION 07A 100 AMP BREAKER | 724H667SL | 2FA18B27 | 1 | EA | 1556
PETE | 5004698 | 10.533.704 | MECHANICAL SEAL, PUMP, SLC5, USED ON PETE 4 QUENCHER FEED PUMPS. | 204RMQFPA1 | P-402A-1 QUENCHER PUMP | A1R104680-51 |  | 0 | EA | 0
PETE | 5004747 | 10.533.707 | MECHANICAL SEAL, SILICON CARBIDE W/VITON ELASTOMERS, 3.750"-00 Q1Q1VMG, FOR PETE 3 RECLAIM WATER PUMPS. | 203RDRWP3A | P6-3A RECLAIM WATER PUMP INCLUDES PUMP, MOTOR AND CONTROLS | CARTEX-TN/3.750'' | 2FA1H4 | 1 | EA | 3852
PETE | 5004354 | 10.533.708 | SEAL, OIL, FOR VACUUM FILTER AGITATOR DRIVE UNITS EURODRIVE INC, UNIT AL101/102 MANUFACTURER PART NO = 0113166 | 204RWVFFA1 | FL-101 VACUUM FILTER AGITATOR | 0113166 | 4FA4E19 | 1 | EA | 8.83
PETE | 5706542 | 10.533.713 | SEAL, OIL, FOR FILTER DRUM, USED ON PETE #4 CSI VACUUM FILTERS, FL-101 & FL-102, DORR-OLIVER S/N CSP0000252-1. | 204RWVFFL1 | FL 101 VACUUM FILTER MCC 101 ROTARY VACUUM FILTER FL-101 ***CONFINED SPACE ENTRY***SEE NOTES PAGE 6*** | 46761BJ-SLC1 | 2FA1E45 | 2 | EA | 25.3
PETE | 5711586 | 10.533.722 | SEAL, OIL, 2.875" ID X 3.75" OD X .5" WIDE, FOR PETE #3 GARDNER-DENVER TWO-STAGE FLYASH BLOWERS. | 203AHFB001 | 3-1 FLY ASH BLOWER ASSEMBLY | 455006 | 1FA3F49 | 4 | EA | 27.92
PETE | 6718011 | 10.533.723 | SEAL, OIL, LAWRENCE PUMP P/N 7/007-00-0055, FOR LAWRENCE SUMP PUMP S/N 71513-1,2,3,4 & 5, MODEL DD DOUBLE VOLUTE, SIZE 16 IN. FOR PETE PLANT DRAINAGE 4-1 THRU 4-4. | 203AHRWP01 | 3-1 ASH SLUICE RETURN WATER PUMP | 7/007-00-0055 | SB5A3A6 | 2 | EA | 59.06
PETE | 5004453 | 10.533.724 | SEAL, OIL, 1/2" X 5.381" OD, FOR PETE #3 IUCS THICKENER RAKE, W/ CLD60 LIFTING DEVICE, EIMCO PROCESS EQUIPMENT MODEL C60B2P, S/N 76011-01. | 203RDTHD01 | THICKNER DRIVE #1 GEAR REDUCER AND MOTOR | C33RJ72996 | 2FA5B2 | 2 | EA | 254
PETE | 5307839 | 10.533.729 | SEAL, OIL, FELT, FOR 6" HD BEARING, USED ON PETE #3 PRIMARY AIR FANS. |  |  | 1593B03H004 | 2FA9B2 | 6 | EA | 1037.83
PETE | 5003954 | 10.533.732 | SEAL, INBOARD OIL, PT# JM2625-2424TN, ITEM #118, TFSK, FOR DURIRON PUMP- SIZE 3 X 23 13/100 S/N 180393, 220 GPM, 1750 RPM, USED AS #3 SLUDGE REMOVAL FILTRATE PUMPS. | 203RWFRP5A | P5A FILTRATE PUMP | 2Z118-TSSR | 2FA15F32 | 2 | EA | 40
PETE | 5513736 | 10.533.735 | SEAL, OIL, JOURNAL O-RING, FOR PETE #3 & #4 ABB C-E SVCS. MODEL 903RP COAL PULVERIZERS. | 203BFCM001 | 3-1 PULVERIZER *** CONFINED SPACE ENTRY *** *** FOR PYRITE SECTION ONLY - SEE NOTES PAGE 6 *** | MP-10497 | 1FA12C7 | 11 | EA | 43.49
PETE | 5003833 | 10.533.737 | SEAL, OIL, LIP TYPE, 3.5" ID X 4.506" OD X .468", FOR PETE #3 & #4 WASTE WATER SUMP PUMPS. | 203RDTHD01 | THICKNER DRIVE #1 GEAR REDUCER AND MOTOR | 53X2366 | 2FA14E60 | 3 | EA | 54.82
PETE | 5003030 | 10.533.738 | SEAL, OIL, LIP TYPE, 6.75" ID X 8.25" OD X .562" WIDTH. | 203RMRCPA1 | RECYCLE PUMP P1-3-A1 | 67533 | 2FA15H18 | 4 | EA | 225.4
PETE | 5001161 | 10.533.748 | RING, AFTERCOOLER, ALUMINUM VENT, 14-15/64" X 13-19/64" X 1/2", FOR PETE #3 & #4 FLYASH BLOWERS, R P ADAMS MODEL SAF 355. | 203AHFB001 | 3-1 FLY ASH BLOWER ASSEMBLY | 88888-7436 | 1FA2G17 | 5 | EA | 2271.99
PETE | 5305600 | 10.533.752 | HEI ROD ASSEMBLY, HEI SPARK ROD ASSEMBLY, FOR PETE 3 & 4 BOILER IGNITION SYSTEM "A", DIM=20"-24", 6" EDDY PLATE SIDE IGNITOR W/SCANNER. | 203BFOS000 | UNIT 3 BOILER IGNITION SYSTEM | 75-HEI-24 | 1FA24D5 | 1 | EA | 1251.86
PETE | 5713480 | 10.533.754 | ROD GLAND KIT, FOR PARKER 8" AIR CYLINDER, ASH HOPPER & PYRITE TRANSFER TANK DISCHARGE VALVE, BOTTOM ASH SYSTEM, PETE 3. | 203AHPGD00 | WET ASH DISCHARGE PIPING TO ASH POND AND DEWATERING BINS. | RG2AHL0131 | 4FA5G24 | 2 | EA | 148.38
PETE | 5706547 | 10.533.781 | ROD, CONNECTING ASSY., FOR FILTER DRUM VAT AGITATOR, USED ON PETE #4 CSI VACUUM FILTERS, FL-101 & FL-102, DORR-OLIVER S/N CSP0000252-1. | 204RWVFFA1 | FL-101 VACUUM FILTER AGITATOR | L82614B56 | 4FA55A4 | 1 | EA | 1369
PETE | 5301058 | 10.533.783 | ROD, GUIDE, FOR WALL BLOWER MODEL RW-5E, UNIT PETE 3. | 203BSSBA01 | A-1 "A" ROW WALL SOOTBLOWER | 133458 | 1FA3B1 | 4 | EA | 162.6
PETE | 5711664 | 10.533.785 | ROD, PISTON, FOR 10" DIA. X 25-1/2" STROKE CYLINDER, PETE #3 & #4 ASH HOPPER VERT GATE CYLINDER PER UCC DWG. #24301-14, FOR EWS #7 24" X 24" SLUICE GATE. | 203AHBD001 | 3-1 DEWATERING BIN, GATES AND SCREENS | 1-44293 | SB5C1K | 3 | EA | 3669.75
PETE | 5505291 | 10.533.795 | ROD, END, FOR SECONDARY SAMPLER (#2450-0014), USED ON PETE 3A, 3B, 8A & 8B COAL CONVEYORS, J.B. LONG PROJECT #92062. | 266CHCSS3A | 3A COAL CONV. SAMPLER **** SEE EQUIPMENT NOTES PAGE #6 **** * CUTTING & WELDING PERMIT REQUIRED * | 0025-0026 ??? | 1FA3D21 | 1 | EA | 7.61
PETE | 5706603 | 10.533.798 | ROLL, W/ CLOTH SUPPORT, 180 MM, FOR PETE #1, #2 & #4 DEWATERING BELT FILTERS, EIMCO MODELS 3M45 & 3M65 EXTRACTORS, S/N 64349-1 / CSP0000326-01/02. | 272GDF0400 | GDF 44-04 GYPSUM DEWATERING FILTER | 252148M1-1 | SB1SA9 | 1 | EA | 6555
PETE | 5714110 | 10.533.801 | ROLLER ASSY, ROPE SUPT (SIM TO 1379Y7) #TB-235-B, DWG. JK-1955-85 FOR TRIPPER CABLE DRIVE ASSY - PETE #3. | 266CA09ATR | 9A TRIPPER ROPE HAUL **** SEE EQUIPMENT NOTES PAGE 6 **** *CUTTING AND WELDING PERMIT REQUIRED* | R35ZI47002 | 4FA57A3 | 1 | EA | 970.5
PETE | 5714109 | 10.533.802 | ROLLER, ASSEMBLY ROPE SUPPORT, (SIM TO 1379Y7), PT #TB-235-A, DWG. JK-1955-85 FOR TRIPPER CABLE DRIVE ASSY-PETE #3. | 266CA09ATR | 9A TRIPPER ROPE HAUL **** SEE EQUIPMENT NOTES PAGE 6 **** *CUTTING AND WELDING PERMIT REQUIRED* | ************************* | 4FA57A3 | 1 | EA | 50.18
PETE | 5705151 | 10.533.804 | ROLLER, IDLER, 35 DEG IMPACT TROUGH 36" FMC #3630-36 PER FMC DWG #JK2515-2FOR LIMESTONE CONVEYOR C-13. |  |  |  | SB3D1B4 | 1 | EA | 260.74
PETE | 5301740 | 10.533.807 | ROLLER, BOTTOM, FOR WALL DESLAGGER W/LIMITED SWEEP COPES-VULCAN, MODEL RW-6E, USED PETE 4 MANUFACTURER PART NO = 180085 | 204BSSBA01 | A-1 "A" ROW WALL SOOTBLOWER. | 180085 | 2FA19F9 | 8 | EA | 126.16
PETE | 5704276 | 10.533.809 | ROLLER, RETURN, D6, FLAT, W/ FRAME, FOR 54" WIDE BELT, USED ON PETE 3A COAL CONVEYOR. | 266CA02ACB | 2A COAL CONVEYOR BELT *** SEE EQUIPMENT NOTES PAGE #6 *** * CUTTING & WELDING PERMIT REQUIRED * | 99-004269 | SB3D1D1 | 4 | EA | 1482.12
PETE | 5705153 | 10.533.811 | ROLLER, IDLER, FLAT RUBBER TREAD, (RETURN) 36" FMC #3618-36 PER FMC DWG #JK2515-2 FOR LIMESTONE CONVEYOR C-13. | 204RPCVM01 | #1 LIMESTONE CONVEYOR MOTOR INCLUDES MOTOR AND CONTROLS. | ************************* | SB3D1B4 | 1 | EA | 102.7
PETE | 5704938 | 10.533.812 | ROLLER, REPLACEMENT, 6" STEEL CAN, CEMA D, FOR TROUGHING & CARRIER IDLERS, USED ON PETE 48" COAL CONVEYORS. "DO NOT SUBSTITUTE" | 266CA08ACB | 8A COAL CONVEYOR BELT *** SEE EQUIPMENT NOTES PAGE #6 *** * CUTTING & WELDING PERMIT REQUIRED * BEFORE ARC WELDING WITHIN 100 FEET OF DETECTOR. | 1730-285-G.S | SB3E2E4 | 2 | EA | 242.08
PETE | 5702768 | 10.533.816 | ROLLER, STRUCTURE, DWG. #5-2001-80/81, FOR 24" X 24" ASH SLUICE GATE FOR BLR SLAG HOPPER AT HTP & EWS #7, 9, 10, 50 & 60 UNITS. ALSO PETE#3, 2001-76 AS FURNISHED ON UC PO 54674-4. | 203AHBD001 | 3-1 DEWATERING BIN, GATES AND SCREENS | 20295-1 | 1FA3H15 | 10 | EA | 1193.9
PETE | 5008214 | 10.533.821 | ROTAMETER, 10", COMPLETE ASSY., 1-15 GPM, 1.0 SP. GR., FOR PETE #4 CSI RETURN WATER PUMPS, WARMAN PUMPS MODEL 8/6EAH. | 204RDRWP01 | P412-1 RETURN WATER PUMP | 1305EL1KCJ2BB/6221-10C0A0A | 2FA17D41 | 0 | EA | 0
PETE | 5601704 | 10.533.822 | ROTO-TELLITE, GREEN, FOR FURNACE SAFEGUARD SUPERVISORY SYS, MASTER SPECIALTIES, UNIT PETE 3 MANUFACTURER PART NO = 101A1C1D3F1L2N1 (G) |  |  |  | 2FA15E3 | 1 | EA | 48.75
PETE | 5004620 | 10.533.825 | ROTOR, FAN, 1 5/8"BORE, CW ROTATION FOR AIR FAN NEW YORK BLOWER, MODEL 2210S, USED PETE 3 MANUFACTURER FILE NO = A-6879 | 203RFBFDO1 | FD-20A, 3-1 BOOSTER FAN OUTLET DAMPER INCLUDES DRIVE UNIT, DAMPER, CHAIN AND CONTROLS *** CONFINED SPACE ENTRY *** *** SEE NOTES PAGE 6 *** | A-6879 | SB3B2A5 | 0 | EA | 0
PETE | 5003853 | 10.533.828 | ROTOR, MECH SEAL, FOR 3X1.5X8 PUMP MAX PRESS 275 WORTHINGTON PUMP, MODEL D1011 MANUFACTURER PART NO = P02871 SER NO = Y674242, IMPELLER DIA 7.3 | 203RMMUP01 | 3-1 SLUDGE TREATMENT PUMP INCLUDES PUMP, MOTOR AND CONTROLS | PS205 | 2FA14E58 | 1 | EA | 83.6
PETE | 5513731 | 10.533.841 | SEAL, INPRO, BEARING ISOLATOR, FOR UPPER JOURNAL HOUSINGS, USED ON PETE #3 & #4 ABB C-E SVCS. MODEL 903RP COAL PULVERIZERS, S/N 73831-73836. | 203BFCM001 | 3-1 PULVERIZER *** CONFINED SPACE ENTRY *** *** FOR PYRITE SECTION ONLY - SEE NOTES PAGE 6 *** | 3000-A-16607-0 | 1FA13F2 | 12 | EA | 31394.49
PETE | 5706332 | 10.533.842 | SEAL, ITEM 26, DWG. 3800S, USED ON A-103 OVERFLOW SUMP AGITATOR FOR PETE #4 CSI, MODEL 3801-S-PTO, S.O. #840041-P, S/N 830800532. | 204RWSU000 | SP101 OVERFLOW SUMP *** CONFINED SPACE ENTRY *** *** SEE NOTES PAGE 6 *** | 26 | 2FA21E38 | 1 | EA | 7.05
PETE | 5004387 | 10.533.843 | SEAL, MOLYTHANE, FOR PARTICLE SIZE MONITOR ARMCO AUTOMETRICS, MODEL PSM400MANUFACTURER PART NO = 250805-D2875 SER NO = 4069 | 203RPPSM00 | UNIT #3 BALLMILL PARTICLE SIZE MONITOR DENSITY AND GRIND SIZE DEVICE AND TRANSMITTER. | 001896-001 | 2FA16F39 | 3 | EA | 24
PETE | 5317139 | 10.533.844 | MOTOR OIL RINGS AND SEALS (1 SET), FOR THE "NON-DRIVE END", (REQUIRES 1 SEAL AND 1 RING), HOWDEN DWG E2-96773, USED ON PETE 3 BOOSTER FANS. | 203RFBF001 | 3-1 BOOSTER FAN INCLUDES FAN WHEEL, HOUSING, LUBE OIL SYSTEM AND BEARINGS. NEW FAN 2015 FOR ECC PROJECT. *** CONFINED SPACE ENTRY *** SEE NOTES PAGE 6 *** | C3300AA/AB | SB1KE5 | 2 | EA | 17440
PETE | 5317137 | 10.533.850 | SHAFT SEAL INSERTS/CARBON RINGS, SGL GROUP, HOWDEN DWG #E2-96773, USED ON PETE 3 BOOSTER FANS. | 203RFBF001 | 3-1 BOOSTER FAN INCLUDES FAN WHEEL, HOUSING, LUBE OIL SYSTEM AND BEARINGS. NEW FAN 2015 FOR ECC PROJECT. *** CONFINED SPACE ENTRY *** SEE NOTES PAGE 6 *** | H102673-1 | 2FA8G6 | 2 | EA | 5340
PETE | 5706317 | 10.533.855 | SEAL, WASTE PACK, 1 1/2" DIA., P/N CSW112-W, FOR CO-4 CONVEYOR, #3 UNIT SCRUBBER SLUDGE DISPOSAL SYSTEM. | 203RWLSC04 | CO-4 LIME SCREW CONVEYOR AND MOTOR | CSW112-W | 2FA15F54 | 1 | EA | 40.28
PETE | 5309279 | 10.533.874 | SEAMLESS TUBE, BOILER, 2 1/2" OD X .281" MWT, SA-213 GRADE T9, BOILER #3. |  |  | 2.500-281-213-T9 | SB3I1F1 | 25 | FT | 1388.25
PETE | 5721118 | 10.533.894 | SEAT, REPLACEMENT, 4" PLIAXSEAL, ST-2 RTFE, FOR PETE BOTTOM ASH & WATER TREATMENT SYSTEMS. | 203AHPGSPD | ASH SLUICE PUMP DISCHARGE PIPING AND VALVES |  | 4FA5D17 | 3 | EA | 316.92
PETE | 5721116 | 10.533.906 | SEAT, VALVE, FOR 8" PLIAXSEAL BUTTERFLY VALVE, USED ON PETE #3 IUCS RECLAIM WATER PUMPS & PETE #3 & #4 BOTTOM ASH SYSTEMS. | 203AHPGSPD | ASH SLUICE PUMP DISCHARGE PIPING AND VALVES | ST-2 RTFE | 4FA5C18 | 4 | EA | 914.4
PETE | 5711353 | 10.533.908 | SEAT, VALVE, ASSEMBLY, FOR 1" C.V. (2-1954-18), USED ON PETE #3 & #4 TOP ASH SYSTEMS, AS FURNISHED ON UC PO 54674-4. | 203AHFFA01 | A-1 PRECIP HOPPER AND NUVA FEEDER | SK-1954-13 | 1FA3E24 | 16 | EA | 517.12
PETE | 5702870 | 10.533.912 | SEAT, GATE, FOR 8" ASH SLUICE VALVE, TOTALLY ENCLOSED, USED ON PETE #3 BOTTOM ASH PYRITE TRANSFER SYSTEM. | 203AHTKP00 | UNIT 3 PYRITE HOLDING TANK. NORTH OF 3-6 PULV. | SK-190136 | 4FA54B6 | 11 | EA | 2318.58
PETE | 5721532 | 10.533.914 | SEAT, VALVE, POLYURETHANE, FOR 12" KNIFEGATE VALVE, MODEL 150W, USED ON PETE #2, #3 & #4 BOTTOM ASH DISCHARGE SYSTEMS. | 203AHVY41A | COV-2041-1 "A" ASH HOPPER DISC LINE 12" 150 W KNIFE GATE. | 191605-5 | 4FA56B3 | 1 | EA | 629.38
PETE | 5005428 | 10.533.915 | SEAT, VALVE, REVERSIBLE FOR LUBRICATING PUMP GRACO, MODEL 203-869E MANUFACTURER PART NO = 160-670 | 204RPBMLO0 | BALL MILL LUBE SYSTEM | 160-670 | 2FA24F11 | 2 | EA | 20.02
PETE | 5613067 | 10.533.919 | SEAT, RING FOR FISHER CONTROL VALVE IN UNIT 4 MFG PART # 1U285635072 |  |  | 1U285635072 | 2FA25G31 | 1 | EA | 46.2
PETE | 5604878 | 10.533.921 | SEAT, RING FOR FISHER CONTROL VALVE MFG PART # 15A6505X052 S/N 11160340 AND 1116034 | 204RPCNI00 | REAGENT PREPERATION SYSTEM INSTRUMENTS AND DEVICES INCULDES ALL REAGENT PERPERATION SYSTEM MEASURING, INDICATING, RECORDING OR CONTROLLING INSTRUMENTS. INCLUDES DILUITION VALVE | 15A6505X052 | 2FA25F10 | 2 | EA | 180.76
PETE | 5721600 | 10.533.925 | SEAT, VALVE SEAL, 10-1/4" OD X 7-1/2" ID, HIGH CHROMIUM WHITE CAST IRON, FOR 8" DISC GATE VALVE, USED ON PETE #4 ECONOMIZER HOPPER FEEDERS, PER UCC DWG. #5-1908-411 REV. M. | 204AHFH39A | (39A) ECONOMIZER HOPPER AND CATEGORY'S OF THE HOPPER AND DISCHARGE VALVE | 190944-1 | 1FA3A26 | 2 | EA | 670
PETE | 5009622 | 10.533.927 | SEAT, VALVE, 3" COSMIX CERAMIC SOCKET, FOR FUJIKIN BALL VALVE, USED AS LEVEL CONTROL VALVE, FOR PETE #1 & #2 SCRUBBER. | 204RMVF08A | REAGENT FLOW TO A ABSORBER FD TK FCV408A | C300-2 | 2FA15A6 | 1 | EA | 1408.25
PETE | 5301743 | 10.533.931 | SEAT, INSERT, FOR DVT HEAD ASSY ON WALL DESLGGER COPES-VULCAN, MODEL RW-6EW/LIMITED SWEEP (LH) MANUFACTURER PART NO = 182801 | 204BSSBA01 | A-1 "A" ROW WALL SOOTBLOWER. | 182801 | 2FA19F12 | 6 | EA | 150.96
PETE | 5702829 | 10.533.932 | SEAT, RENEWABLE, FOR 24" X 24" SLUICE GATE (5-2001-80), USED ON EWS #7 & PETE #3 & #4 BOTTOM ASH HOPPERS, PER UC DWG. #5-2001-76 & #527-54411-2-E. | 203AHBD001 | 3-1 DEWATERING BIN, GATES AND SCREENS | 2-20075-1 | SB1RE3 | 4 | EA | 5679.12
PETE | 6407457 | 10.533.936 | SEGMENT, AIR BAFFLE (OUTBOARD END) PT #05-222-057-010 (4 PCS PER SET). FORUNIT 3 PULV. MOTORS. | 203BFCMM01 | UNIT 3 PULVERIZER MOTOR. (3-1) INCLUDES MOTOR AND CONTROLS. | 05-222-057-010 | 4FA54A1 | 1 | ST | 1178.16
PETE | 5617353 | 10.533.940 | SENSOR ASSY, SPEED MONITOR, HAWKEYE #10-7003 FOR HAWKEYE MODEL #T-1, USED FOR COAL HANDLING BELT MOVEMENT VERIFICATION AT PETE (ZERO-SPEED SWITCH). | 203RWCB01A | CO-1A FILTER DISCH CONVEYOR | 10-7003 | 2FA23I24 | 8 | EA | 1349
PETE | 5721147 | 10.533.944 | SEAL KIT, FOR MILLER 8" CYLINDER FOR PETE #4 CSI SLIDE GATES, FABRI-VALVE 06857, S/N 0718ABGF044205 06857, S/N 0718ABGF044205. MANUFACTURER PART NO. | 204RDVY600 | THICKNER SLUDGE TRANSFER PP P411-2 DISC VV |  | 4FA5H26 | 1 | EA | 109.03
PETE | 7005385 | 10.533.947 | SEAL KIT, FOR FALK 60T10 COUPLING. | 203RPSKA31 | A5-3-A SLURRY STORAGE TANK AGITATOR (EAST TANK) | 60T10 | 1FA7E46 | 2 | EA | 24.84
PETE | 7005147 | 10.533.949 | SEAL KIT, FOR FALK SIZE 30T20 COUPLING. | 204RBSUBM0 | BALL MILL AREA SUMP PUMP AND MOTOR LAP 4-1 | 1030T20 | 1FA7E53 | 1 | EA | 16.85
PETE | 7005320 | 10.533.950 | SEAL KIT, FOR FALK 130T20 METALLIC COUPLING. | 203RPBMR00 | BALL MILL GEARBOX,COUPLING,&BEARING M2-3 | 1130T20 | 1FA7D25 | 1 | ST | 57.32
PETE | 6625256 | 10.533.956 | SEAL KIT, FOR SOLENOID VALVE, ET TRIP & LOCKOUT, USED ON PETE #3 & #4 G.E. TURBINES, S/N 170 X 583 / 755. |  |  | 162C2568P0002 | 2FA2F14 | 1 | EA | 517.86
PETE | 6625258 | 10.533.957 | SEAL, KIT, AIR RELAY DUMP VALVE, FOR G.E. COMPANY, S/N 170X755 TURBINE, AREA PETE 4, MANUFACTURER PART NO = 0892E851G0002 |  |  | 0892E851G0002 | 2FA2E14 | 1 | EA | 461.45
PETE | 6623917 | 10.533.959 | SEAL, KIT, OIL RESET SOL. VALVE, ON G.E. COMPANY, S/N 170X583 TURBINE, AREA PETE 3, MANUFACTURER PART NO = 154B9793P0003 |  |  | 154B9793P0003 | 2FA20G6 | 1 | EA | 26
PETE | 5711497 | 10.533.960 | SEAL, KIT, PISTON SEAL, PT #PK6002A001 FOR PARKER AIR CYLINDER MODEL 6.00J-2A-14 X 8.750 USED ON PRECIP. SEGREGATING VALVES, UNITS #1 AND BLASTGATES ON UNIT 3 | 203AHBD001 | 3-1 DEWATERING BIN, GATES AND SCREENS | PK6002A001 | 1FA7B20 | 11 | EA | 401.17
PETE | 5012772 | 10.533.968 | SEAL KIT, PISTON END, NORGREN AIR CYLINDER MODEL SU/07NJ0421/01C & MODEL J1233D1-10X12-RX (8 5/8) (INCLUDES 2 PISTON SEALS, 1 WEAR RING & 2 TUBE END SEALS, USED ON FOSTER WHEELER P.J.F.F. (BAGHOUSE) OUTLET & BYPASS DAMPER ACTUATORS. | 203BA3201Y | UNIT 3 FABRIC FILTER - COMPARTMENT 1, OUTLET DMPR 1, , 88" DIA. POPPET DMPR, 3BA3201Y; 3ZS-BA-3201O-OPEN LIMIT SW. 3ZS-BA-3201C-CLOSE LIMIT SW. 3SV-BA-3201O-OPEN SOV 3SV-BA-3201C-CLOSE SOV NORGREN 10 X 33 CYLINDER PART #'S LISTED IN NOTES | AJK-1003 | 2FA21A4 | 3 | EA | 966.85
PETE | 5015748 | 10.533.972 | SEAL KIT, ROD END, NORGREN AIR CYLINDER MODEL J1233E1 - 12X16, USED ON FOSTER WHEELER P.J.F.F. (BAGHOUSE) INLET DAMPER ACTUATORS. | 203BA3101Y | UNIT 3 FABRIC FILTER - COMPARTMENT 1, INLET DAMPER, ,EFFOX LOUVER DAMPER, 3BA3101Y; 3ZS-BA-3101O-OPEN LIMIT SW. 3ZS-BA-3101C-CLOSE LIMIT SW. 3SV-BA-3101O-OPEN SOV 3SV-BA-3101C-CLOSE SOV NORGREN 10 X 12 CYLINDER PART #'S LISTED IN NOTES | RBK-55 | 2FA8F5 | 4 | EA | 541.76
PETE | 5004418 | 10.533.979 | SEAL, "30" DAMPER AMBIENT, FOR PETE #3 SCRUBBER MODULE INLET DAMPERS, A-B-C-D. (NOTE: SET TO CONSIST OF 4 PCS. {2 LONG & 2 SHORT} 24 GA. FORMED SWEEP SEALS, HASTELLOY C-22/276 MATERIAL) (ONE SET = ONE EA.) | 203RGMID0A | FD30-A MODULE INLET DAMPER INCLUDES DRIVE UNIT, DAMPER, CHAIN AND ELECTRICAL CONTROLS. | M9251 | SB5C2D | 0 | EA | 0
PETE | 5003895 | 10.533.980 | SEAL, "20" DAMPER INTERNAL, FOR PETE #3 SCRUBBER DAMPERS 20A & 20B. (NOTE: SET TO CONSIST OF 16 PCS.{8 LONG & 8 SHORT} 24 GA. FORMED SWEEP SEALS, HASTELLOY C-22/276 MATERIAL) (ONE SET = ONE EA.) | 203RFBFDO1 | FD-20A, 3-1 BOOSTER FAN OUTLET DAMPER INCLUDES DRIVE UNIT, DAMPER, CHAIN AND CONTROLS *** CONFINED SPACE ENTRY *** *** SEE NOTES PAGE 6 *** | M9251 | SB5C2D | 2 | EA | 23150
PETE | 5513709 | 10.533.981 | SEAL, DUST GUARD, SET, FOR DRIVE & BOWL ASSY., USED ON PETE #3 & #4 ABB C-E SVCS. MODEL 903RP COAL PULVERIZERS. | 203BFCM001 | 3-1 PULVERIZER *** CONFINED SPACE ENTRY *** *** FOR PYRITE SECTION ONLY - SEE NOTES PAGE 6 *** | 94-329-A | 1FA12F6 | 3 | ST | 511.92
PETE | 5003896 | 10.533.984 | SEAL, "20" DAMPER AMBIENT, FOR PETE #3 SCRUBBER DAMPERS 20A & 20B. (NOTE: SET TO CONSIST OF 4 PCS.{2 LONG & 2 SHORT} 24 GA. FORMED SWEEP SEALS, HASTELLOY C-22/276 MATERIAL) (ONE SET = ONE EA.) | 203RFBFDO1 | FD-20A, 3-1 BOOSTER FAN OUTLET DAMPER INCLUDES DRIVE UNIT, DAMPER, CHAIN AND CONTROLS *** CONFINED SPACE ENTRY *** *** SEE NOTES PAGE 6 *** | DCA-IPLU3-20-AS (''20 DAMPER AMBIENT) | SB5C2D | 2 | EA | 6190
PETE | 6718059 | 10.534.007 | SEAL, GREASE THRUST, FOR ROBBINS & MEYERS, MODEL CDQ, TYPE 1J0KA1 MANUFACTURER PART NO = WJ0621 SER NO = AM11575-1 | 204RDDFTM0 | DISPOSAL FEED TANK MIXER |  | 2FA1E38 | 3 | EA | 42.54
PETE | 6407424 | 10.534.011 | SEAL, INNER AC 05-682-676-001 FOR FD FAN MOTORS SER. #46993-1 & 2 PETE #3. |  |  |  | 2FA13I3 | 2 | EA | 330
PETE | 6716335 | 10.534.018 | SEAL, MECH - JOHN CRANE - TYPE #1 FOR 3-1-3-2 CONDENSER VAC PUMP-SEAL WATER PUMP, S/N 118891. |  |  |  | 2FA13E24 | 2 | EA | 316.62
PETE | 6706970 | 10.534.025 | SEAL, MECHANICAL, FOR WORTHINGTON PUMP, MODEL D-1011, TYPE 3X1.5X8 MANUFACTURER PART NO = P02871/P02895 SER NO = Y674242, IMP DIA 8.073 | 203RMMUP01 | 3-1 SLUDGE TREATMENT PUMP INCLUDES PUMP, MOTOR AND CONTROLS |  | 2FA15A7 | 1 | EA | 227
PETE | 5711667 | 10.534.035 | SEAL, OIL, FOR PETE #3 & #4 DEWATERING T.E. SLUICE GATE CYLINDER, C/R-11150. | 203AHBD001 | 3-1 DEWATERING BIN, GATES AND SCREENS |  | 1FA3E33 | 4 | EA | 16.08
PETE | 6407428 | 10.534.038 | SEAL, OUTER AC 05-682-678-001 FOR FD FAN MOTOR SER. #46993-1 & 2 (CPLG END) PETE #3. |  |  |  | 2FA13B10 | 1 | EA | 80
PETE | 5711032 | 10.534.040 | SEAL, PISTON, ITEM #36 DWG.# A-10828, FOR 6" DEZURIK CYLINDER (SA) OPERATED WATER VALVE UNIT #2 CONTR. A-60901. |  |  |  | 1FA7F25 | 3 | EA | 10.5
PETE | 5003022 | 10.534.041 | SHAFT, PUMP, FOR PETE #3 SCRUBBER RECYCLE PUMP, GARDNER-DENVER MODEL SRL-C, SIZE 18 X 16 X 35, S/N 01-166483. | 203RMRCPA1 | RECYCLE PUMP P1-3-A1 | 503935 | SB2A1C6 | 1 | EA | 8748.93
PETE | 5005975 | 10.534.042 | SHAFT, PUMP, FOR PETE #4 - 44-03 & 44-04 SLURRY FEED PUMPS | 204SFP4403 | LIMESTONE SLURRY FEED PUMP & MOTOR, 44-03. | EY073E22 | SB1HD6 | 1 | EA | 2246.12
PETE | 5005672 | 10.534.052 | SHAFT, PUMP, FOR PETE #4 SCRUBBER REAGENT FEED PUMPS & PETE #4 IUCS/CSI THICKNER UNDERFLOW PUMPS, WARMAN MODEL 6/4DAH. | 204RDDFP02 | P-406-2 DISPOSAL FEED PUMP, MOTOR & MOTOR SPACE HEATER | DAM073E05-M | SB3B1A5 | 1 | EA | 1097
PETE | 5706879 | 10.534.058 | SHAFT #3 DRIVE X 48" LG PUMP, USED ON PETE 4 GYPSUM SUMP PUMPS. | 204LSP441A | LIMESTONE AREA SUMP 2 PUMP A (& MOTOR) | 21931 | SB1SA7 | 2 | EA | 4375.44
PETE | 5317145 | 10.534.063 | STUB SHAFT, USED ON PETE 2 &3 BOOSTER FAN VIV PARTS. | 203RFBF001 | 3-1 BOOSTER FAN INCLUDES FAN WHEEL, HOUSING, LUBE OIL SYSTEM AND BEARINGS. NEW FAN 2015 FOR ECC PROJECT. *** CONFINED SPACE ENTRY *** SEE NOTES PAGE 6 *** | E2-96270-5 | 2FA25A19 | 12 | EA | 1992
PETE | 5701141 | 10.534.067 | SHAFT, USED ON THE SHEARDISK VALVE, ON THE NUVA FEEDER, PETE 2&3 BAGHOUSE. | 203BCOMP01 | UNIT 3 FABRIC FILTER COMPARTMENT #1, CONTAINS 34 ROWS OF 40 FILTER BAGS SUPPORTED ON WIRE CAGES, TOTAL OF 1360 BAGS. BAGS ARE 29.75' LONG, 5" DIAMETER. COMPARTMENTS ARE NUMBERED SO. TO NO., EAST TO WEST, S.E. IS #1, N.E.. IS #2. 2PI-FF-1801 DIFF.PRESS.GA | 191693 | 2FA11C31 | 1 | EA | 90.4
PETE | 5305233 | 10.534.068 | SHAFT, WELDMENT LEFT HAND THREADED, 1.25-5 ACME, FOR PETE 3 BURNER ISOLATION VALVES. | 203BFCBA00 | A CORNER BURNERS, TILTS, LINKAGE, AND DRIVE UNIT | V496276.B06 | 4FA57A4 | 1 | EA | 1635.64
PETE | 5513004 | 10.534.074 | SHAFT, WORM, FOR PETE #3 & #4 ABB C-E SVCS. MODEL 903RP COAL PULVERIZERS, S/N 73831-73836. | 203BFCM001 | 3-1 PULVERIZER *** CONFINED SPACE ENTRY *** *** FOR PYRITE SECTION ONLY - SEE NOTES PAGE 6 *** | 94-122-A | SB1SA6 | 2 | EA | 80857.56
PETE | 5301189 | 10.534.076 | SHAFT, WORM GEAR, STEEL, FOR COMBO RETRACTABLE C-V, MODEL MK-IIE T-30 WALLBLOWER W/DA HEAD MANUFACTURER PART NO = 32774 | 203BSSBL01 | L-1 LONG RETRACT T 30 MARK 2 | 32774 | 1FA3C12 | 2 | EA | 304.32
PETE | 5008048 | 10.534.079 | SHAFT, WORM, 2-7/16" DIA., W/ KEYS, SPECIAL, FOR FILTER DRUM, USED ON PETE #3 IUCS VACUUM FILTERS, KOMLINE-SANDERSON, S/N KDF1289 & 1290. | 203RWVFFL1 | FL-1 VACUUM FILTER ***CONFINED SPACE ENTRY*** ***SEE NOTES PAGE 6*** | 03C0034 | SB3B2A2 | 1 | EA | 505
PETE | 5706083 | 10.534.082 | SHAFT, 1-1/2" DIA, CPLG. PART #CC112-H (HARDENED) FOR THOMAS SCREW CONV. (CO-4) REF. (IT# 6-9) DWG. 76W11-0225-2D, SLUDGE WASTE TREATMENT SYS - PETE 3. | 203RWLSC04 | CO-4 LIME SCREW CONVEYOR AND MOTOR | CC112-H | 2FA15B31 | 4 | EA | 71.2
PETE | 5721638 | 10.534.085 | SHAFT, 3.438" DIA. X 34.38" DRIVE END, FOR FLY ASH DUSTLESS UNLOADER. | 203AHFU031 | 3-1 ROTARY DUSTLESS UNLOADER | 62229 | SB1GD10 | 6 | EA | 3690
PETE | 5005154 | 10.534.089 | SHAFT, HIGH SPEED FOR MECH DISPOSAL SYST MIXER CHEMINEER MIXERS, MODEL 4-HTD-7.5, PETE 4. | 204RDDFTM0 | DISPOSAL FEED TANK MIXER | 23040-241X | 4FA50A4 | 1 | EA | 441
PETE | 5005135 | 10.534.093 | SHAFT, LOW SPEED FOR MECHANICAL REAGENT FEED MIXER CHEMINEER MIXERS, MODEL7-HTD-25, SIZE/DESC PETE 4 MANUFACTURER PART NO = 23277-960A | 204RPRFMX1 | REAGENT FEED TANK MIXER MX-404-1 | 23277-960A | SB1MB5 | 1 | EA | 2566.45
PETE | 5005760 | 10.534.094 | SHAFT, METRIC, FOR SUMP PUMP BEARING ASSY WARMAN PUMPS, MODEL D005-MM, UNIT PETE 4 SO2 MANUFACTURER PART NO = D073E05-M | 204RPMSP01 | MILL SLURRY PUMP P408-1 | D073E05-M | SB3B1A5 | 1 | EA | 354.6
PETE | 5504291 | 10.534.102 | SHAFT, VERTICAL, W/ UPPER RADIAL BEARING SPACER (GP-2373-B) & WORM GEAR HUB KEY (GP-2380-D), FOR PETE #3 & #4 ABB C-E SVCS. MODEL 903RP COAL PULVERIZERS. | 203BFCM001 | 3-1 PULVERIZER *** CONFINED SPACE ENTRY *** *** FOR PYRITE SECTION ONLY - SEE NOTES PAGE 6 *** | GP-2510-D | SB1LF1 | 1 | EA | 39619
PETE | 5706281 | 10.534.105 | SHEAVE, BELT, 3.95" OD, 2-GROOVE, A/B SECTION, 2A3.2B3.6-SH, W/ SH 1-3/16" BUSHING, FOR PETE #4 IUCS/CSI MIXER FEED CONVEYORS. | 204MBVFF12 | 4-112 PRECIPITATOR CONT ROOM VENT FAN AND MOTOR. |  | SB5A3A1 | 1 | EA | 36.78
PETE | 5004084 | 10.534.106 | SHEAVE, BELT, DRIVE, 8 GROOVE, 8/5V1250F | 204RWVP06A | 106A FILTER VACUUM PUMP MCC 101 VACUUM PUMP VP-106A | M25RS19960 | SB1JE8 | 1 | EA | 238.72
PETE | 5009315 | 10.534.107 | SHEAVE, BELT, FOR MOTOR, USED ON IUCS/CSI FILTER FD PPS, PETE 3 P2A, P2B & PETE4 P102A, P102B, WARMAN 6/4 DAH, ITEM #B83RV8360 | 203RWFP02A | P2A FILTER FEED PUMP AND MOTOR (EAST PUMP) | 3B5V46 | 2FA17D2 | 1 | EA | 85.98
PETE | 5706284 | 10.534.111 | SHEAVE, TAPERLOCK, 5.55" OD, 2-GROOVE, W/ QD SDS X 1-1/8" BUSHING, FOR PETE #3 & #4 IUCS/CSI FILTER DISCHARGE CONVEYORS. | 203RWCB01A | CO-1A FILTER DISCH CONVEYOR | 2A4.8B5.2-SDS X 1-1/8'' | SB5A3A1 | 1 | EA | 97.02
PETE | 5706283 | 10.534.113 | SHEAVE, BELT, WOODS P.D. 10.6 - GROOVE 2A, DIA.10.85", BORE- 1-15/16", 2-GROOVE, 1-3/8" WIDE, W/ TAPERLOCK BUSHING, FOR 1-1/8" SHAFT, W/ 1/4" KEY, FOR PETE #3 & #4 IUCS FILTER DISCHARGE CONVEYORS. | 203RWCB01A | CO-1A FILTER DISCH CONVEYOR | 2517 | SB5A3A1 | 1 | EA | 103.82
PETE | 5706290 | 10.534.114 | SHEAVE, BELT, 11.35" DIA., 2-7/16" BORE, 3/B GROOVE TYPE. | 204RWCB06A | CO-6A RADIAL STACKING CONVEYOR. | 3B110 / SKX2 7/16 | SB5A3A1 | 1 | EA | 100.51
PETE | 5706350 | 10.534.115 | SHEAVE, BELT, W/ 1-5/8" SDS BUSHING, ITEM D3, DWG. #211449, FOR PETE #4 CSI MIXER FEED & FLYASH SCREW CONVEYORS, CO-103 & CO-107, ORDER #C3-536. | 204RWCB103 | CO-103 FLYASH SCREW CONV & BEARINGS MCC 101 FLYASH SCREW CONV CO-103 | 2Q3V65 | 2FA1C26 | 2 | EA | 118
PETE | 5706321 | 10.534.116 | SHEAVE, BELT, 8.95" OD, 2-GROOVE, A/B SECTION, 2A8.2B8.6-SK, W/ 1-15/16" SK BUSHING, FOR PETE #4 IUCS/CSI 5A SLURRY TRANSFER CONVEYOR. | 204RWCB05A | CO-5A PRODUCT TRANS CONVEYOR. | 2A8.2B8.6SKx1-15/16'' | SB5A3A1 | 1 | EA | 111.43
PETE | 5706352 | 10.534.118 | SHEAVE, BELT, W/ 2-1/8" BUSHING, ITEM D5, DWG. #211449, FOR PETE #4 CSI MIXER FEED & FLYASH SCREW CONVEYORS, CO-103 & CO-107, ORDER #C3-536. | 204RWCB103 | CO-103 FLYASH SCREW CONV & BEARINGS MCC 101 FLYASH SCREW CONV CO-103 | 2Q3V106 | 2FA1G22 | 2 | EA | 185
PETE | 5706404 | 10.534.119 | SHEAVE, BELT, W/ 1-5/8" BUSHING, FOR PETE #4 CSI MIXER FEED & FLYASH SCREW CONVEYORS CO-103 & CO-107. | 204RWCB103 | CO-103 FLYASH SCREW CONV & BEARINGS MCC 101 FLYASH SCREW CONV CO-103 | 2TB64 | 2FA15A35 | 4 | EA | 276
PETE | 5706318 | 10.534.120 | SHEAVE, CONVEYOR BELT, DIAMETER- , LENGTH- W/KY & SET SCREWS | 203RWLSC04 | CO-4 LIME SCREW CONVEYOR AND MOTOR | I54ST09405 | 2FA15B36 | 1 | EA | 150.27
PETE | 5004445 | 10.534.144 | SEAL, OIL, FOR PETE #3 IUCS THICKENER RAKE, W/ CLD60 LIFTING DEVICE, EIMCO PROCESS EQUIPMENT MODEL C60B2P, S/N 76011-01. | 203RDTHD01 | THICKNER DRIVE #1 GEAR REDUCER AND MOTOR | G10RJ22506 | 2FA5D2 | 1 | EA | 164
PETE | 5301777 | 10.534.145 | SEAL, OIL, FOR TRAVERSING GEAR BOX ON WALL BLOWER COPES VULCAN INC, MODEL RW-6E, USED PETE 4 MANUFACTURER PART NO = 182475 | 204BSSBA01 | A-1 "A" ROW WALL SOOTBLOWER. | 182475 | 2FA19H6 | 5 | EA | 23.25
PETE | 5711357 | 10.534.151 | SEAL, OIL, SHAFT, 19/32" DIA., FOR 1-1/2" VENT VALVE (4-1952-25), USED ON PETE #3 & #4 TOP ASH SYSTEMS, PER UC PO 54674-4. | 203AHFFA01 | A-1 PRECIP HOPPER AND NUVA FEEDER | C33RJ07532 | 1FA3F20 | 32 | EA | 117.65
PETE | 5711219 | 10.534.153 | SEAL, OIL. | 203AHTKP01 | 3-1 PYRITE HOPPER AND CATEGORY'S OF THE HOPPER | 8654 | 1FA3E15 | 12 | EA | 18.24
PETE | 5711274 | 10.534.159 | SEAL, PACKING, 2-9/16" ID, 3" OD, PARKER "U", FOR 8" ASH SLUICE VALVE GATE (4-1905-188), TOTALLY ENCLOSED, USED ON PETE #3 BOTTOM ASH PYRITE TRANSFER SYSTEM. | 203AHTKP00 | UNIT 3 PYRITE HOLDING TANK. NORTH OF 3-6 PULV. | 40692-1 | 1FA3E20 | 5 | EA | 21.05
PETE | 5005616 | 10.534.171 | SEAL, VOLUTE LINER, FOR PETE #4 SCRUBBER ABSORBER FEED PUMPS, WARMAN MODEL 450 STL. | 204RMQFPA1 | P-402A-1 QUENCHER PUMP | T45124S01 | SB3O2WALL | 2 | EA | 1504.41
PETE | 5706734 | 10.534.184 | SEAL RING, FOR PETE #4 DEWATERING PRIMARY HYDROCLONE & RECLAIM WATER PUMPS, WARMAN PUMPS MODEL 6/4EEAH. | 204MSP405A | BALLMILL SLURRY PUMP | E122S01 | 2FA6A33 | 2 | EA | 553.42
PETE | 5513098 | 10.534.185 | RING, GREASE, OIL SEAL, FOR WORM SHAFT, USED ON PETE #4 ABB C-E SVCS. MODEL 903RP COAL PULVERIZERS. | 204BFCM001 | 4-1 PULVERIZER *** CONFINED SPACE ENTRY *** *** FOR PYRITE SECTION ONLY - SEE NOTES PAGE 6 *** | GP-2889 | 1FA13C4 | 1 | EA | 288
PETE | 5013512 | 10.534.186 | RING, SEALING, ITEM #T220, USED ON PETE 4 SCRUBBER OXIDATION AIR COMPRESSORS. | 204OCS4402 | OXIDATION AIR COMPRESSOR SKID 2 | GL400T012 | 1FA11H17 | 0 | EA | 0
PETE | 5706769 | 10.534.190 | SEAL RING, FS BEARING, (CRW400750/V-75A), FOR PETE #4 DEWATERING FILTER FEED PUMPS, WARMAN PUMPS MODEL 4/3CAH. | 203RPSP03A | 3-A MAKE-UP SLURRY PUMP P5-3A (EAST PUMP) (PUMP CONNECTED TO SLURRY STORAGE TANK) | C089-10S10 | 2FA6F44 | 4 | EA | 137.66
PETE | 5005473 | 10.534.195 | RING, SEAL, TRIPLE LABYRINTH, PILLOW BLOCK BEARING HOUSING, FOR MAIN DRIVE PINION, USED ON PETE #3 & #4 SCRUBBER LIMESTONE BALL MILLS, KVS MODEL 48 X 16-3/5B, S/N 758-P-75 & 1469-P-82, SIZE 10' X 18'-6". | 203RPBM000 | M2-3 BALL MILL LINERS,SCREENS,AND INTERNALS | LOR-164 | 2FA19D31 | 2 | EA | 519.86
PETE | 5701203 | 10.534.198 | SEAL, SHAFT, USED ON THE 1 1/2" SWING DISC ON THE NUVA FEEDER, PETE 2&3 BAGHOUSE. | 203AHFFA01 | A-1 PRECIP HOPPER AND NUVA FEEDER | 40615-93 | 2FA11F58 | 2 | EA | 48
PETE | 5706141 | 10.534.203 | SEAL, SHAFT, INPUT, REDUCER (BM-D24828), FOR 24" DIA. X 13'-6" LONG MIXER (BM-D28458), USED ON PETE #3 & #4 IUCS/CSI PUGMILLS, S/N 10149. | 203RWPM000 | PUG MILL | D18907 | 2FA15E37 | 2 | EA | 103.65
PETE | 5009126 | 10.534.207 | SEAL, V-RING, FORSHEDA V-55 TYPE, FOR GALIGHER PUMPS MODEL 2SR3-5100 X 72, C/R# 400550 VR1-R, USED ON PETE #1 & #2 SCRUBBER PROCESS WATER SUMP PUMPS AND PETE 4 GYPSUM SUMP PUMPS. | 272DSP042A | DSP 44-2A DEWATERING SUMP #2 PUMP A *UNIT #4 PROCESS BUILDING 1ST FLOOR | 48181 | 2FA14F23 | 1 | EA | 16.75
PETE | 3907393 | 10.534.214 | GASKET PRESSURE SEAL, FOR ROCKWELL EDWARDS CHECK VALVE SIZE 4" FIG 3995BQY, 6 X 4 X 6 USED ON PETE 4 CONDENSE3R FILL CHECK VALVE |  |  | 195065 | 1FA2F46 | 2 | EA | 1077.1
PETE | 5013391 | 10.534.223 | SEAL, BEARING, INBOARD, 355 MM, USED ON BOOSTER FANS, PETE UNIT 4 FGD. DWG. #P208305-D10-010002, S/N P208305. | 204RFBF001 | 4-1 BOOSTER FAN, WHEEL & BEARINGS *** CONFINED SPACE ENTRY *** SEE NOTES PAGE 6 *** | 355 MM | SB1EE1 | 2 | EA | 6798.14
PETE | 5004323 | 10.534.224 | SEAL, BEARING, FOR LIME WEIGH FEEDER ACRISON INC, MODEL 203B105ZN, UNIT PETE 3 MANUFACTURER PART NO = 46 SER NO = 65968 | 203RPWFB00 | LIMESTONE WF BELT, REDUCER, & ROLLERS M1-3. | B83KS66500 | 4FA3E19 | 2 | EA | 71.9
PETE | 5005006 | 10.534.229 | SEAL, DAMPER, RE-ENTRY, FOR PETE #4 SCRUBBER MODULE INLET DAMPERS, A-B-C. (NOTE: SET TO CONSIST OF 8 PCS.{4 @ 23-3/4" & 4 @ 48"}, 20 GA. FORMED RE-ENTRY GUIDES, HASTELLOY C-22/276 MATERIAL) (ONE SET = ONE EA.) | 204RGMID1A | A TOWER INLET GUILLOTINE DAMPER | DCA-IPLU4I-RE | SB5C2FLOOR | 3 | EA | 18375
PETE | 5706609 | 10.534.230 | SEAL, DISCHARGE END, FOR PETE #4 DEWATERING BELT FILTER, EIMCO MODEL 3M65 EXTRACTOR, S/N CSP0000326-01/02. | 272GDF0400 | GDF 44-04 GYPSUM DEWATERING FILTER | 562228-01 (11-10-14) | SB1AE6 | 1 | EA | 458
PETE | 5721045 | 10.534.233 | SEAL, FELT SMALL, PT #054203 FOR HOFFMAN CENTRIFUGAL BLOWERS #41B1 ON 4-1 & 4-2 FLUIDIZING BLOWER, S/N 0782005 & 0782006 PREC. ASH SYS., UNIT #4. | 204AHFBP01 | 4-1 PRECIPITATOR FLUIDIZING BLOWER | 054203 | 2FA25H12 | 2 | EA | 3.4
PETE | 5005988 | 10.534.237 | FS BEARING SEAL RING V-160A, FOR WARMAN 450STL PUMP BEARING HOUSING, PUMP S/N #4238MM USED ON PETE #4 QUENCHER PUMPS. |  |  | FF089-10S10 | 2FA19C27 | 2 | EA | 244.72
PETE | 5009451 | 10.534.238 | SEAL, GEARBOX, FOR SIDE ENTRY AGITATOR, REF. #34, EKATO MODEL HWL 080-R S/N 92/5891-0010/0050, USED ON PETE #1 SCRUBBER ABSORBER TOWER. | 204RDTHDE0 | THICKNER DRIVE MAIN BULL GEAR | HWL080-R-34 | 2FA17A24 | 2 | EA | 38.2
PETE | 5002328 | 10.534.251 | SILICON CONTROLLED RECTIFIER DRIVE & TIMER, FOR RESEARCH-COTTRELL, MODEL MIGI RAPPER CONTROL MANUFACTURER PART NO = 105817-LI | 203ENPRCP1 | UNIT 3 PRECIPITATOR 3-1 (SOUTH) INCLUDES CONTROLS, TR SETS, VIBRATORS, RAPPERS, DOORS, LOCKS AND HIGH VOLTAGE BUSHINGS. ***** CONFINED SPACE/SAFETY SEE NOTES PAGE 6 ***** | 105817-LI | 2FA6A5 | 2 | EA | 967.84
PETE | 5513296 | 10.534.254 | SKIRT, INLET END, ITEM #255, FOR PETE #3 & #4 STOCK VOLUMETRIC COAL FEEDERS, S.E. CO SHOP ORDER #5124, DWG. #L-D9058-A. | 203BFCF001 | 3-1 COAL FEEDER ********SEE EQUIPMENT NOTES PAGE 6 ********** ***NUCLEAR DENSITY GAGE ATTACHED TO PIPING*** | V382281.B01 | 4FA57B2 | 3 | EA | 1500.57
PETE | 5513894 | 10.534.256 | SKIRT, JOURNAL HEAD, FOR PETE #3 & #4 ABB C-E SVCS. MODEL 903RP COAL PULVERIZERS, S/N 73831-73836. | 203BFCM001 | 3-1 PULVERIZER *** CONFINED SPACE ENTRY *** *** FOR PYRITE SECTION ONLY - SEE NOTES PAGE 6 *** | 94-244 C E | SB3L1B2 | 3 | EA | 10264.11
PETE | 5706474 | 10.534.261 | SLEEVE, ASSEMBLY, HYPALON/NYLON, W/ ALUMINUM INNER & OUTER RINGS, 31-3/16" DIA., FOR DCL UN800 LOADING SPOUT, USED ON PETE #3 IUCS/CSI TRAIN FLYASH LOAD-OUT STATION, DCL MODEL UN800EV-04-22111112-P1, JOB #J015720, S/N 20578008, TAG #M007. | 203RWTLS01 | UNIT 3 FLYASH SILO DCL TRAIN LOADOUT STATION | 6AU036C2 | SB3C2A6 | 1 | EA | 736
PETE | 6501140 | 10.534.262 | SLEEVE, #529206-01 USED ON UNIT #3 TURBINE DRIVEN BOILER FEED PUMPS OIL PURIFIER. |  |  |  | 2FA12F55 | 1 | EA | 11.8
PETE | 5706236 | 10.534.270 | SLEEVE, REPLACEMENT, SERIES 75 PURE GUM RUBBER, 6" RED VALVE CO., S/N AC1678. | 203RW00000 | UNIT 3 SCRUBBER WASTE SYSTEM (IUCS) |  | SB3B2A1 | 1 | EA | 358.27
PETE | 3910136 | 10.534.275 | SLEEVE, TAKE OFF SHAFT SPACER T4-101 FOR CRANE TELEDYNE MOTOR OPERATED VALVES, MODEL T4-02, S.O. 950046 S/N T-1144, UNIT #1. |  |  | T4-101 | 1FA10E63 | 1 | EA | 6.54
PETE | 5005711 | 10.534.276 | SLEEVE, BEARING, FOR PETE #4 IUCS/CSI THICKNER SUMP PUMP, WARMAN PUMPS MODEL 40PV-SPR. | 204RBSU041 | P404-1 FGD AREA DRAINAGE SUMP PUMP, LOCATED BETWEEN 4-2 ID FAN AND "C" QUENCHER SUMP | PV008E02 | 2FA16D29 | 1 | EA | 1011.15
PETE | 5706737 | 10.534.277 | SLEEVE, BEARING, FOR PETE #4 DEWATERING PRIMARY HYDROCLONE & RECLAIM WATER PUMPS, WARMAN PUMPS MODEL 6/4EEAH. | 204RDDFP01 | P-406-1 DISPOSAL FEED PUMP, MOTOR & MOTOR SPACE HEATER | EEY008D81 | 2FA6A36 | 2 | EA | 1494.06
PETE | 5706523 | 10.534.302 | SLEEVE, FLEX, CONNECTOR, FLEX FAB 500 SERIES, FOR PETE #4 IUCS/CSI DELTA/DUCON FLYASH BLOWER. | 204RWFAB01 | SOUTH FLY ASH BLOWER (DUCON) AND MOTOR | 703215 | 2FA6A3 | 1 | EA | 272.35
PETE | 5003027 | 10.534.309 | SLEEVE, SLINGER, INBOARD, FOR PETE #3 SCRUBBER RECYCLE PUMPS, GARDNER-DENVER MODEL SRL-C, 18 X 16 X 35, S/N 01-166483. | 203RMRCPA1 | RECYCLE PUMP P1-3-A1 | 503937 | 4FA57A4 | 3 | EA | 2042.28
PETE | 5005325 | 10.534.312 | SLEEVE, SHAFT, FOR DUECHTING PUMP MODEL MCC 500-800, USED ON PETE #4 SCRUBBER ABSORBER FEED PUMP. |  |  | 4.402472 | SB4FLOOR | 4 | EA | 8053.86
PETE | 5706753 | 10.534.314 | SLEEVE, SHAFT, FOR MECHANICAL SEAL, USED ON PETE #4 DEWATERING PRIMARY HYDROCLONE & RECLAIM WATER PUMPS, WARMAN PUMPS MODEL 6/4EEAH. | 204MSP405A | BALLMILL SLURRY PUMP | E424MC26 | 2FA6B31 | 0 | EA | 0
PETE | 5005629 | 10.534.324 | SLEEVE, SHAFT, LONG, FOR PETE #4 SCRUBBER ABSORBER FEED PUMPS, WARMAN MODEL 450STL. | 204RMQFPA1 | P-402A-1 QUENCHER PUMP | S076C21 | 2FA16G22 | 2 | EA | 5136.83
PETE | 5005660 | 10.534.326 | SLEEVE, SHAFT, FOR PETE #4 SCRUBBER REAGENT FEED & DEWATERING SECONDARY HYDROCLONE FEED PUMPS, (W/ EXPELLER) & PETE #4 CSI RETURN WATER PUMPS, WARMAN PUMPS MODEL 6/4 EAH & 8/6EAH. | 204RDRWP01 | P412-1 RETURN WATER PUMP | E075C26 | 2FA16A30 | 1 | EA | 1851.93
PETE | 5307332 | 10.534.327 | SLEEVE, OIL, SHAFT DIA- 2.625 IN OVRLL WDTH- .938 IN, INST DEPTH- 1.375 IN | 203AHBHH0A | UNIT 3 (A) BOTTOM ASH HOPPER ***CONFINED SPACE ENTRY*** ***SEE NOTES PAGE 6*** | C33RM31720 | 2FA16E15 | 6 | EA | 110.94
PETE | 5706435 | 10.534.334 | SLEEVE, SLIDING, MARTIN DURT HAWG, P/N 30237 FOR PETE #4 LIMESTONE BELT CONVEYOR SCRAPER SYSTEMS. | 204RPCVB02 | #2 LIMESTONE CONVEYOR BELT, ROLLERS | 30237 | SB3C2B5 | 5 | EA | 186.25
PETE | 5004021 | 10.534.337 | SLEEVE, GUM RUBBER, FOR CLARKSON 6" KGA KNIFE GATE VALVE, USED ON PETE #3 & #4 IUCS/CSI THICKENER UNDERFLOW & WASTE SLURRY PUMPS. | 203RDPGUF0 | UNDERFLOW PIPING **** SEE EQUIPMENT NOTES PAGE #6 **** ** NUCLEAR DENSITY GAGE ATTACHED TO PIPING ** | 3290.50 (11-7-14) | SB3F1B2 | 2 | EA | 1055.17
PETE | 5004660 | 10.534.338 | SLEEVE, GUM RUBBER, FOR 30" CLARKSON DUAL-HYDRAULIC KGA VALVE, USED ON PETE SCRUBBER SLURRY TANKS. | 203RWPGF00 | FILTRATE PIPING | 11015905 | SB1GB6 | 4 | EA | 14884.8
PETE | 5009163 | 10.534.339 | SLEEVE, GUM RUBBER, FOR CLARKSON 3" KGD KNIFE GATE VALVE, USED ON PETE #1 & #2 SCRUBBER SUCTION & DISCHARGE VALVES & PETE #3 & #4 SCRUBBER BALL MILL HYDROCLONE TUBS. | 203MSH0003 | UNIT 3 MILL SLURRY HYDROCLONE #3 | 08786 / 11029135 | SB3E2C1 | 2 | EA | 1180.7
PETE | 5721018 | 10.534.350 | SENSOR, SPEED SWITCH, 1 CHANNEL | 204AHBGG0A | "A" HOPPER BOTTOM ASH CLINKER CRUSHER | 107135 | 2FA11C8 | 3 | EA | 521.95
PETE | 5711929 | 10.534.362 | SENSOR, PROXIMITY, W/ 75 FT. CABLE & CONNECTORS, MODEL 10-7439, FOR BWI/EAGLE 11-6000-75 POSITION CONTROLLER, USED ON PETE #1 & 4 "NEW" BOTTOM ASH SYSTEM. | 204AHBAHC0 | UNIT 4 BOTTOM ASH SYSTEM C HOPPER AND ASSOCIATED EQUIPMENT | 10-7439 | 4FA55B4 | 3 | EA | 802.07
PETE | 5012922 | 10.534.366 | SENSOR, TEMPERATURE THERMISTER, FOR INGERSOLL RAND MODEL R75i-A125 COMPRESSORS, USED ON PETE 2 & 3 BAGHOUSE INSTRUMENT AIR COMPRESSORS. | 203BCOMP01 | UNIT 3 FABRIC FILTER COMPARTMENT #1, CONTAINS 34 ROWS OF 40 FILTER BAGS SUPPORTED ON WIRE CAGES, TOTAL OF 1360 BAGS. BAGS ARE 29.75' LONG, 5" DIAMETER. COMPARTMENTS ARE NUMBERED SO. TO NO., EAST TO WEST, S.E. IS #1, N.E.. IS #2. 2PI-FF-1801 DIFF.PRESS.GA | 23522253 | 2FA4A15 | 2 | EA | 176
PETE | 5706614 | 10.534.369 | SENSOR, PALM, CERAMIC COATED, CONTROL UNIT W/ SUPPORT, FOR PETE #4 DEWATERING BELT FILTER, EIMCO MODEL 3M65 EXTRACTOR, S/N CSP0000326-01/02. | 272GDF0400 | GDF 44-04 GYPSUM DEWATERING FILTER | 853191A | SB3B1A1 | 1 | EA | 7340
PETE | 5225326 | 10.534.382 | SHAFT ASSEMBLY, LOW PRESSURE WTR PUMP | 203AHFU031 | 3-1 ROTARY DUSTLESS UNLOADER | 914666 | 4FA71A1 | 1 | EA | 1817
PETE | 5604511 | 10.534.387 | SHAFT ASSY, UP TO 4" TRAVEL FOR FISHER VALVE POSITIONER MODEL 3582 & 3582GAT PK & EWS, S/N 8903958 ON PK 102 LINE DESUPERHEAT REGULATOR AND FOR PETE#3 COMBUSTION AIR HEATER CONTROL VALVES TCV124A & 124B. |  |  | 15A9609X022 | 1FA3E52 | 2 | EA | 61.1
PETE | 5704320 | 10.534.394 | SHAFT, BEND PULLEY, 4-15/16" DIA. X 89" LONG, JOURNALED TO 3-15/16" EACH END & KEYED FOR 57" FACE PULLEY, USED ON PETE 5A COAL CONVEYOR TAKE-UP WEIGHT. | 266CA05ACB | 5A COAL CONVEYOR BELT *** SEE EQUIPMENT NOTES PAGE #6 *** * CUTTING & WELDING PERMIT REQUIRED * |  | SB5C1C | 1 | EA | 1476.58
PETE | 5704738 | 10.534.398 | SHAFT, DRIVE PULLEY, USED ON ONV #3B PIECE #36 DWG JK1955CA-165 FOR "B" COAL SYS ON UNIT #3. | 266CB03BCB | 3B COAL CONVEYOR BELT *** SEE EQUIPMENT NOTES PAGE #6 *** * CUTTING & WELDING PERMIT REQUIRED * |  | SB5C1D | 1 | EA | 1858.44
PETE | 5711658 | 10.534.403 | SHAFT, GATE, #2-190300 FOR 8" ASH SLUICE GATE, #3 UNIT. | 203AHVY025 | COV-2025 PYRITE TRANSFER TANK DISCHARGE SLUICE GATE SHUTOFF VALVE AT THE TRANSFER TANK. |  | 1FA3A19 | 4 | EA | 681.68
PETE | 5704976 | 10.534.409 | SHAFT, PULLEY, 3-15/16" DIA. X 65-1/2" LONG, W/ 2 KEYWAYS & JOURNALED PER DWG. #JK1955CA-169, PIECE #19, FOR PETE 9B COAL CONVEYOR TAKE-UP PULLEY. | 266CB09B00 | 9B COAL CONVEYOR PARENT *** SEE EQUIPMENT NOTES PAGE #6 *** * CUTTING & WELDING PERMIT REQUIRED * |  | SB5C1B | 2 | EA | 1208.6
PETE | 5704322 | 10.534.410 | SHAFT, PULLEY, FOR 5A COAL CONVEYOR WEIGHT TAKE-UP (ITEM "G" GENERAL ARRANGEMENT L-18242-62), 4-15/16" DIA. X 76-3/4" LONG C1045 STEEL T & P. C.P.S. W/ ENDS TURNED TO 4-7/16" DIA. X 6-1/2". | 266CA03ACB | 3A COAL CONVEYOR BELT *** SEE EQUIPMENT NOTES PAGE #6 *** * CUTTING & WELDING PERMIT REQUIRED * BEFORE ARC WELDING WITHIN 100 FEET OF DETECTOR. |  | SB5C1B | 2 | EA | 1188.58
PETE | 5704968 | 10.534.413 | SHAFT, T-U PULLEY USED ON CONV #7B PIECE #1 DWG JK1955CA-172 FOR "B" COAL SYS ON UNIT #3. | 266CB07BCB | 7B COAL CONVEYOR BELT *** SEE EQUIPMENT NOTES PAGE #6 *** * CUTTING & WELDING PERMIT REPUIRED * |  | SB5C1D | 1 | EA | 1601.54
PETE | 5704977 | 10.534.414 | SHAFT, TAIL PULLEY. USED ON CONV #9B, PIECE #37, LINK BELT DWG# JK1955CA-169. FOR "B" COAL SYSTEM, UNIT #3. | 266CB09BCB | 9B COAL CONVEYOR BELT *** SEE EQUIPMENT NOTES PAGE #6 *** * CUTTING & WELDING PERMIT REQUIRED * 8 B CONVEYOR TAKE UP WEIGHT IS 9,400# |  | SB5C1B | 2 | EA | 1012.78
PETE | 5607190 | 10.534.415 | SHAFT, TRANSVERSE WORM, ITEM #T4-167, USED ON CRANE TELEDYNE MOTORIZED VALVE OPERATORS, FOR CRANE TELEDYNE VALVE CAT. #T-4-02, SO #950048, SER. #T-1148. |  |  |  | 2FA7F6 | 7 | EA | 45.57
PETE | 5009321 | 10.534.421 | SHAFT, AGITATOR, (BOTTOM SECTION), RUBBER COATED CARBON STEEL, 4-1/2" DIA. X 104" LONG, FOR MODEL 3811-S-PTO GEAR DRIVE AGITATOR, USED ON PETE #1 & #2 SCRUBBER SLURRY STORAGE TANKS, PHILADELPHIA MIXERS DWG. #94DKP0254-2. | 272SST0100 | SST 120-1 LIMESTONE SLURRY STORAGE TANK *** CONFINED SPACE ENTRY *** *** SEE NOTES PAGE 6 *** (EAST TANK) | 90612-1068 | SB4 | 1 | EA | 21148.8
PETE | 5706548 | 10.534.423 | SHAFT, PIVOT, 2205 SS, FOR FILTER DRUM VAT AGITATOR, USED ON PETE #4 CSI VACUUM FILTERS, FL-101 & FL-102, DORR-OLIVER S/N CSP0000252-1. | 204RWVFFA1 | FL-101 VACUUM FILTER AGITATOR | 521317 | 2FA1C29 | 2 | EA | 9200
PETE | 5301192 | 10.534.424 | SHAFT, STEEL LEADLOY A, FOR COMBO RETRACTABLE C-V, MODEL MK-IIE T-30 WALL BLOWER W/DA HEAD MANUFACTURER PART NO = 32785 | 203BSSBL01 | L-1 LONG RETRACT T 30 MARK 2 | 32785 | 1FA3E9 | 2 | EA | 165.68
PETE | 5714290 | 10.534.425 | SHAFT, DRUM PULLEY, 2-7/16" DIA. X 61" LONG, FOR PETE 3B (ONLY) COAL CONVEYOR MAGNETIC SEPARATOR, DINGS MODEL 66. | 266CA08AMM | 8A MAGNET MOTOR **** SEE EQUIPMENT NOTES PAGE #6 **** * CUTTING & WELDING PERMIT REQUIRED * | 101975 | SB5C1B | 1 | EA | 523.53
PETE | 5704971 | 10.534.426 | SHAFT, PULLEY, 5-7/16" DIA. X 71-1/2" LONG, W/ 2 KEYWAYS & JOURNALED PER DWG. #JK1955CA-167, PIECE #37, FOR PETE 8B COAL CONVEYOR. {TAKE-UP PULLEY} | 266CB08BCB | 8B COAL CONVEYOR BELT *** SEE EQUIPMENT NOTES PAGE #6 *** * CUTTING & WELDING PERMIT REQUIRED * BEFORE ARC WELDING WITHIN 100 FEED OF DETECTOR. 8 B CONVEYOR TAKE UP WEIGHT IS 9,000# | L32ZI47022 | SB1SB9 | 1 | EA | 1569.96
PETE | 5004327 | 10.534.431 | SHAFT, AUGER, DRIVE, FOR LIME WEIGH FEEDER ACRISON INC, MODEL 203B105ZN, UNIT PETE 3 MANUFACTURER PART NO = 52 SER NO = 65968 | 203RPWFB00 | LIMESTONE WF BELT, REDUCER, & ROLLERS M1-3. | 52 | SB3C1A6 | 3 | EA | 179.19
PETE | 5706446 | 10.534.432 | SHAFT, HEAD, P/N 500463 FOR LIME WEIGH FEEDER, MODEL 950, S/N 950DSC-17594, PETE 4 CSI. | 204RWCBWF0 | LIME WEIGHFEEDER BELT,ROLLERS,BRGS | 500463 | 2FA21C24 | 1 | EA | 182.71
PETE | 5713468 | 10.534.434 | SHAFT,FOR 3" DEZURIK WAFER VALVE ASSY, FIG. 632, DWG. A-20805 FOR PETE #4ASH SYSTEM. P/N A3 |  |  |  | 4FA5A12 | 1 | EA | 30.5
PETE | 5301723 | 10.534.435 | SHAFT, FOR ROTARY GEARBOX ON WALL BLOWERS COPES-VULCAN, MODEL RW-6E, USED PETE 4 (LH UNIT) MANUFACTURER PART NO = 195609 | 204BSSBA01 | A-1 "A" ROW WALL SOOTBLOWER. | 195609 | 2FA19D3 | 2 | EA | 153.54
PETE | 5706129 | 10.534.437 | SHAFT, INPUT, FOR EAGLE IRON WORKS, MODEL BM-D28458, SIZE/DESC 24INX13.5F MANUFACTURER PART NO = B13842, S/N 10149 | 203RWPM000 | PUG MILL | B13842 | 2FA15C26 | 0 | EA | 0
PETE | 5301092 | 10.534.438 | SHAFT, JACK, FOR RETRACTS COPES-VULCAN, MODEL MK-II T-30, UNIT PETE 3 MANUFACTURER PART NO = 31320 | 203BSSBL01 | L-1 LONG RETRACT T 30 MARK 2 | 31320 | 1FA3G2 | 1 | EA | 560.19
PETE | 6718019 | 10.534.442 | SPACER, THRUST BEARING, 1018 STEEL, LAWRENCE PUMP P/N 043-51108-000 FOR LAWRENCE SUMP PUMP S/N 71513-1,2,3,4,5, MODEL DD DOUBLE VOLUTE, SIZE 16 IN. USED FOR PETE PLANT DRAINAGE 4-1 THRU 4-4. | 203AHRWP01 | 3-1 ASH SLUICE RETURN WATER PUMP | 043-51108-000 | SB5A3A6 | 1 | EA | 425
PETE | 5721540 | 10.534.446 | SPACER, PIPE, 12" DIA. X 1/2" LONG, FOR PETE #4 BOTTOM ASH SYSTEM. | 204AHBAHC0 | UNIT 4 BOTTOM ASH SYSTEM C HOPPER AND ASSOCIATED EQUIPMENT | 170284-05 | 1FA2B20 | 2 | EA | 162.1
PETE | 5005981 | 10.534.447 | SPACER, PUMP, INTAKE FLANGE, FOR PETE 4 - 44-03 & 44-04 SLURRY FEED PUMPS | 204MSP405A | BALLMILL SLURRY PUMP | E4183MTE02 | 2FA19J16 | 2 | EA | 207.88
PETE | 5005701 | 10.534.448 | SPACER, FOR WARMAN PUMPS, MODEL 100RV-SPR, SIZE/DESC SUMP MANUFACTURER PART NO = RV290E02 | 204RBSU042 | P404-2 FGD AREA DRAINAGE SUMP PUMP. | RV290E02 | 2FA16E43 | 35 | EA | 210
PETE | 5301200 | 10.534.449 | SPACER, TUBE, ITEM 6, FOR COPES-VULCAN, MODEL MK-IIE, UNIT 3. | 203BSSBL01 | L-1 LONG RETRACT T 30 MARK 2 | 031264 | 1FA3E11 | 3 | EA | 35.7
PETE | 5711698 | 10.534.450 | SPACER-BEARING P/N 8500037 FOR GARDNER - DENVER CYCLO BLOWER MODEL 9CDL 18F #3 FLY ASH BLOWER. |  |  |  | 1FA3C34 | 3 | EA | 265.38
PETE | 5305422 | 10.534.453 | SPACER, FLAME SCANNER, FOR PETE #1, #2, #3 & #4 ABB C-E SVCS. FLAME SCANNER SYSTEM DETECTORS. | 203BFFSMAG | UNIT 3 FLAME SCANNER SYSTEM DETECTOR, TIPS, NOZZLES, TUBES AND ELECTRONICS | A-984-0475 | 2FA25F25 | 5 | EA | 29.5
PETE | 5301751 | 10.534.454 | SPACER, GEARBOX ASSY, FOR COPES-VULCAN, MODEL RW-6E, LEFT HAND, USED PETE 4 MANUFACTURER PART NO = 185499 | 204BSSBA01 | A-1 "A" ROW WALL SOOTBLOWER. | 185499 | 2FA19G9 | 6 | EA | 19.8
PETE | 5301759 | 10.534.457 | SPACER, PETE 4, FOR COPES-VULCAN, MODEL RW-6E, UNIT GEARBOX ASSY MANUFACTURER PART NO = 182500 | 204BSSBA01 | A-1 "A" ROW WALL SOOTBLOWER. | 182500 | 2FA19G11 | 4 | EA | 18.16
PETE | 5721232 | 10.534.458 | SPACER, RING, 4.56" ID X 5.18" OD X .384" THK., FOR PETE #2, #3 & #4 BOTTOM ASH GRINDING SYSTEMS. | 203AHBGG0A | UNIT 3 (A) BOTTOM ASH HOPPER GRINDER | 210019-6 | 1FA7F31 | 6 | EA | 336.66
PETE | 5005687 | 10.534.465 | SPACER, SHAFT, FOR PETE #4 SCRUBBER DISPOSAL FEED PUMPS & PETE #4 CSI THICKNER SLURRY TRANSFER PUMPS, WARMAN MODEL 6/4DAH, S/N MDS4569MM. | 203RDUFP3B | P7-3B UNDERFLOW PUMP INCLUDES PUMP, MOTOR AND CONTROLS | DAM117C21 | 2FA16F32 | 1 | EA | 635.92
PETE | 5304035 | 10.534.466 | UNTHREADED SPACER, ITEM 31, .31 OD X .625SS, FOR PETE 4 BURNER TILT LINKAGE. | 204BFCBA00 | A CORNER BURNERS, TILTS, LINKAGE, AND DRIVE UNIT | V00-1803 | 1FA6F47 | 4 | EA | 24
PETE | 3914309 | 10.534.468 | KIT, SPARE PART, FOR CONVEYOR SOLENOID VALVE ASCO, MODEL WP8342A1 MANUFACTURER PART NO = 164-225 |  |  | 164225 | 1FA10I54 | 2 | EA | 397.26
PETE | 3914321 | 10.534.470 | KIT, SPARE PART FOR 120V/6W SOLENOID VALVE ASCO, MODEL 8211B46, SIZE 1.75"MANUFACTURER PART NO = 103-295 |  |  | 103-295 | 1FA10G46 | 2 | EA | 108.96
PETE | 6501145 | 10.534.477 | SPINDLE, BOWL #522988-02 USED ON UNIT #3 TURBINE DRIVEN BOILER FEED PUMPS OIL PURIFIER. |  |  |  | 2FA12A38 | 1 | EA | 340.33
PETE | 5008082 | 10.534.498 | SPLICE, MECHANICAL, 30", HINGE FASTENER, W/ HARDWARE, FOR PETE & EWS CONVEYOR BELT SPLICING. | 204RPCVM01 | #1 LIMESTONE CONVEYOR MOTOR INCLUDES MOTOR AND CONTROLS. | PLATEGRIP X550-30 | 2FA15I8 | 1 | EA | 52.34
PETE | 5713428 | 10.534.504 | SPOOL, STEEL 13 FT.-11 3/4" LG. (14-1/2" OD) LINED W/12" ID ABRESIST WITH FIXED FLGS. BOTH ENDS DWG. #AB-0097A & B FOR BOTTOM ASH LINE, UNIT #4. | 204AHPGD00 | BOTTOM ASH DISCHARGE PIPING. |  | SB1 RACK | 1 | EA | 887
PETE | 5713418 | 10.534.505 | SPOOL, STEEL 15 FT.-7 1/8" LG. (14-1/2" OD) LINED W/12" ID ABRESIST, SEE DETAIL F, DWG. #AB-0097A & B FOR BOTTOM ASH LINE, UNIT #4. | 204AHPGD00 | BOTTOM ASH DISCHARGE PIPING. |  | SB1 RACK | 1 | EA | 967
PETE | 5713410 | 10.534.506 | SPOOL, STEEL 2 FT.-2 3/4" LG. (14-1/2" OD) LINED W/12" ID ABRESIST W/FIXEDFLGS. BOTH ENDS, DWG. #AB-0097A & B FOR BOTTOM ASH LINE, UNIT #4. | 204AHPGD00 | BOTTOM ASH DISCHARGE PIPING. |  | SB1QD6 | 1 | EA | 370.82
PETE | 5713431 | 10.534.507 | SPOOL, STEEL 3 FT. -1 3/8" LG. (14-1/2" OD) LINED W/12" ID ABRESIST, SEE DETAIL "B", DWG. #AB-0097A & B FOR BOTTOM ASH LINE, UNIT 4. | 203AHBGG0A | UNIT 3 (A) BOTTOM ASH HOPPER GRINDER |  | SB1QE1 | 1 | EA | 441.46
PETE | 5713409 | 10.534.508 | SPOOL, STEEL 4 FT. -8" LG. (14-1/2" OD) LINED W/12" ID ABRESIST, SEE DETAIL B, DWG. #AB-0097A & B FOR BOTTOM ASH LINE, UNIT 4. | 203AHBGG0A | UNIT 3 (A) BOTTOM ASH HOPPER GRINDER |  | SB1 RACK | 1 | EA | 603.71
PETE | 5702962 | 10.534.511 | SPOOL PIECE, 12" DIA. NUVALLY, 3 3/4" LENGTH FLANGE TO FLANGE (BEVEL), PT #3-170284-40, LOCATED BETWEEN A & B HOPPER BOTTOM ASH DISPOSAL EWS #7. | 204AHEB000 | "B" ASH HOPPER HYDRO-EJECTOR. LOCATED AT "B" ASH HOPPER AT BOTTOM OF DOGHOUSE. | 170284-40 | 4FA56A6 | 2 | EA | 458.48
PETE | 5301050 | 10.534.514 | SPRING, FOR COPES-VULCAN, MODEL MK-II, UNIT PETE 3 & 4, MANUFACTURER PART NO = 40783 | 203BSSBA01 | A-1 "A" ROW WALL SOOTBLOWER | 40783 | 1FA3C1 | 14 | EA | 40.46
PETE | 5501208 | 10.534.528 | SPRING, ARMATURE RETURN, SYMBOL M, P/N 14-145-712- 001 FOR AC 4160 V. SWITCH GEAR, COAL HANDLING EQUIP. |  |  |  | 2FA1E18 | 3 | EA | 1.53
PETE | 5711303 | 10.534.538 | SPRING, COMPRESSION 4020 FOR 5" AIR INTAKE (SK-1801-2) AS FURNISHED ON UCCPO 54674-4 FOR ASH HANDLING SYS PETE #3. |  |  |  | 1FA3E22 | 6 | EA | 15.24
PETE | 5301187 | 10.534.543 | SHIM, FOR COMBO RETRACT/WALL BLOWER W/DA HEAD COPES-VULCAN, MODEL MK-IIE T-30, UNIT 3. |  |  | 031330 | 1FA3E9 | 10 | EA | 34.7
PETE | 5513042 | 10.534.550 | SHIM SET, INPUT WORM GEAR REDUCER, FOR PETE #3 & #4 GRAVIMETRIC COAL FEEDERS, STOCK EQUIPMENT CO. MODEL 8224A. | 203BFCF001 | 3-1 COAL FEEDER ********SEE EQUIPMENT NOTES PAGE 6 ********** ***NUCLEAR DENSITY GAGE ATTACHED TO PIPING*** | V398870.B01 | 2FA6E22 | 2 | EA | 28.22
PETE | 5706544 | 10.534.551 | SHIM SET, FOR FILTER DRUM, USED ON PETE #4 CSI VACUUM FILTERS, FL-101 & FL-102, DORR-OLIVER S/N CSP0000252-1. | 204RWVFFL1 | FL 101 VACUUM FILTER MCC 101 ROTARY VACUUM FILTER FL-101 ***CONFINED SPACE ENTRY***SEE NOTES PAGE 6*** | 850570F-SLC1 | 2FA1E45 | 2 | ST | 92
PETE | 5706764 | 10.534.552 | SHIM SET, FS, FOR PETE #4 DEWATERING FILTER FEED PUMPS, WARMAN PUMPS MODEL 4/3CAH. | 203RPSP03A | 3-A MAKE-UP SLURRY PUMP P5-3A (EAST PUMP) (PUMP CONNECTED TO SLURRY STORAGE TANK) | C025P10 | 2FA6B27 | 1 | EA | 43.57
PETE | 5706334 | 10.534.554 | SHIM SET, ITEM 31, DWG. 3800S, USED ON A-103 OVERFLOW SUMP AGITATOR FOR PETE #4 CSI, MODEL 3801-S-PTO, S.O. #840041-P, S/N 830800532. | 204RWSU000 | SP101 OVERFLOW SUMP *** CONFINED SPACE ENTRY *** *** SEE NOTES PAGE 6 *** | 31 | 2FA21A28 | 1 | EA | 49
PETE | 5706337 | 10.534.555 | SHIM SET, ITEM 34, DWG. 3800S, USED ON A-103 OVERFLOW SUMP AGITATOR FOR PETE #4 CSI, MODEL 3801-S-PTO, S.O. #840041-P, S/N 830800532. | 204RWSU000 | SP101 OVERFLOW SUMP *** CONFINED SPACE ENTRY *** *** SEE NOTES PAGE 6 *** | 34 | 2FA21E39 | 1 | EA | 23
PETE | 5513021 | 10.534.557 | OIL PUMP KEEPER SHIM SET, FOR PETE 3&4 COAL PULVERIZERS. | 203BFCM001 | 3-1 PULVERIZER *** CONFINED SPACE ENTRY *** *** FOR PYRITE SECTION ONLY - SEE NOTES PAGE 6 *** | 80-301-T | 2FA6F12 | 2 | EA | 153.66
PETE | 5513039 | 10.534.560 | SHIM SET, PRIMARY COVER & UPPER OUTPUT, FOR PETE #3 & #4 GRAVIMETRIC COAL FEEDERS, STOCK EQUIPMENT CO. MODEL 8224A. | 203BFCF001 | 3-1 COAL FEEDER ********SEE EQUIPMENT NOTES PAGE 6 ********** ***NUCLEAR DENSITY GAGE ATTACHED TO PIPING*** | V502082.B01 | 2FA6F23 | 2 | EA | 91.54
PETE | 5003031 | 10.534.585 | SHIM, BEARING CYLINDER, FOR PETE #3 SCRUBBER RECYCLE PUMPS, DENVER MODEL SRL-C, 18 X 16 X 35, S/N 01-166483. | 203RMRCPA1 | RECYCLE PUMP P1-3-A1 | 300812 | 4FA57A4 | 2 | ST | 137.83
PETE | 5301226 | 10.534.586 | SHIM, BRASS, FOR COMBO RETRACT/WALL BLWR W/DA HEAD COPES-VULCAN, MODEL MK-IIE, UNIT 3. | 203BSSBL01 | L-1 LONG RETRACT T 30 MARK 2 | 062437 | 1FA3F9 | 30 | EA | 18.6
PETE | 5005212 | 10.534.591 | SHIM, LOW SPEED SHAFT BOTTOM FOR MECH DRAIN MIXER CHEMINEER MIXERS, MODEL 2-HTD-3, UNIT PETE 4 MANUFACTURER PART NO = 4202-000 | 204RBSM401 | S401 FGD AREA DRAINAGE SUMP MIXER & MOTOR | 4202-000 | 4FA2E17 | 1 | EA | 81
PETE | 5225951 | 10.534.595 | SHIM, MDL #3N4-32 | 245ZLDBBTM | BRINE BLOWDOWN TANK MIXER. FED FROM WWTP 480V MCC 1 POSITION 06C 15 AMP BREAKER. | 29110052 (SHARPE STK CODE #613001) | 2FA25G69 | 2 | EA | 22
PETE | 5005529 | 10.534.597 | SHIM, PEDESTAL TO HOUSING, FOR PETE #4 CSI THICKNER RAKE ASSY., DENVER EQUIPMENT MODEL CRB72-D, R-C #190-0112. | 204RDTHDE0 | THICKNER DRIVE MAIN BULL GEAR | 516421 | 2FA19B25 | 1 | EA | 226.63
PETE | 5005132 | 10.534.598 | SHIM, PINION SHAFT FOR MECH REAGNT FEED TANK MIXER CHEMINEER MIXERS, MODEL7-HTD-25, UNIT PETE 4 MANUFACTURER PART NO = 4227-000 | 204RPRFMX1 | REAGENT FEED TANK MIXER MX-404-1 | 4227-000 | 4FA3E6 | 2 | ST | 148.84
PETE | 5301241 | 10.534.601 | SHIM, 17/32" X 7/8" X .062" ITEM 26 DRAWING L 160012 REV 1 FOR T-30 M.K.11E COMBINATION RETRACTABLE WALL BLOWER W/DA HEAD #3 UNIT. | 203BSSBL01 | L-1 LONG RETRACT T 30 MARK 2 | 019550 | 1FA3F12 | 8 | EA | 7.6
PETE | 5301749 | 10.534.605 | SHIM, TRAVERSING GEAR BOX, FOR WALL DESLAGGER C-V, MODEL RW-6E W/LIMITED SWEEP (LH), UNIT PETE 4 MANUFACTURER PART NO = 182741 | 204BSSBA01 | A-1 "A" ROW WALL SOOTBLOWER. | 182741 | 2FA19G8 | 6 | EA | 2.76
PETE | 5706139 | 10.534.607 | SHIMS, (3 PER SET) FOR MOD #BM-D24828 REDUCER USED ON 24" DIA X 13 FT 6" LG MIXER MODEL BM-D28458 S/N 10149 SO2 SLUDGE WASTE TREATMENT PETE #3. (SET INCLUDES ONE EACH OF D13588, D13589, & 13590) | 203RWPM000 | PUG MILL |  | 2FA15G21 | 7 | ST | 31.85
PETE | 5003113 | 10.534.620 | SHOE, FRICTION, CLUTCH, FOR PETE #3 & #4 SCRUBBER LIMESTONE BALL MILLS, AIRFLEX MODEL 42VC650. | 203RPBMC00 | BALL MILL CLUTCH M2-3 | 414590 | SB3B1A6 | 20 | EA | 6021.58
PETE | 5005180 | 10.534.634 | GLASS, LEVEL, FOR CHEMINEER MIXERS, MODEL 4-HTD-7.5, SIZE/DESC PETE MANUFACTURER PART NO = 25040-010B | 204RBSM401 | S401 FGD AREA DRAINAGE SUMP MIXER & MOTOR | 25040-010B | 4FA2E12 | 1 | EA | 4
PETE | 5006074 | 10.534.638 | GLASS, SIGHT LEVEL W/.5" MOUNTING HOLES ON 5"CTR TEC-HACKETT, INC, USED PETE 4 SCRUBBER MANUFACTURER PART NO = G-610-5-S-1 | 204RDHOP01 | P416-1 HYDRAULIC OIL PUMP AND MOTOR | G-610-5-S-1 | 2FA19G42 | 2 | EA | 50.98
PETE | 5006059 | 10.534.645 | SPROCKET, DRIVEN, POWERGRIP GT2, 224 GROOVE, 14MM PITCH, 170MM WIDTH, FOR PETE #4 SCRUBBER QUENCHER PUMPS. | 204RMQFPA1 | P-402A-1 QUENCHER PUMP |  | SB1AD10 | 1 | EA | 5945
PETE | 5706073 | 10.534.646 | SPROCKET, POWER TRAVEL DRIVE PT.# P-516718, FOR KOLMAN MOD. 101-R VARIABLEHT RADIAL STACKER, S/N 76-246-24-150, SLUDGE WASTE TREAT. - PETE 3. |  |  |  | 2FA11D10 | 1 | EA | 42.8
PETE | 5706463 | 10.534.648 | SPROCKET, DRIVE-CHAIN, 1-7/16" BORE, FOR DUAL DIRECTION HOPPER POSITIONER, USED ON PETE #3 IUCS/CSI TRAIN FLYASH LOAD-OUT STATION, DCL MODEL #HPD6X2-251-M1Q1P1, JOB #J015719, S/N 20578007, TAG #M006. | 203RWTLS01 | UNIT 3 FLYASH SILO DCL TRAIN LOADOUT STATION | 6BZ007A1 | 2FA6E15 | 2 | EA | 54
PETE | 5006057 | 10.534.653 | SPROCKET, DRIVE, POWERGRIP GT2, 72 GROOVE, 14MM PITCH, 170MM WIDTH, GI MATERIAL, FOR PETE #4 SCRUBBER QUENCHER PUMPS. | 204RMQFPA1 | P-402A-1 QUENCHER PUMP | P72-14MGT-170-4545 / 7711-7072 | SB1AB8 | 2 | EA | 1741.72
PETE | 5721590 | 10.534.655 | SPROCKET, HELICAL, FOR BELT DRIVES (HIGH PRESSURE BLOWER {DRIVEN SHAFT}), USED ON PETE #3 FLYASH BLOWERS. | 203AHFB001 | 3-1 FLY ASH BLOWER ASSEMBLY | O-56S-MPB | 1FA3H27 | 1 | EA | 683.14
PETE | 5706503 | 10.534.656 | SPROCKET, TAPERLOCK, ROLLER CHAIN, FEEDER DRIVE, 40-TOOTH, FOR PETE #3 & #4 FLYASH DAY TANK ROTARY FEEDERS. "DO NOT SUBSTITUTE" | 203RWFAFS0 | FLYASH DAY TANK ROTARY FEEDER AND AIR SLIDE | 60Q45 (not applicable) | 2FA6H2 | 2 | EA | 121.92
PETE | 5301182 | 10.534.657 | SPROCKET, 14 TOOTH, ITEM 56, FOR COPES-VULCAN, MODEL MK-IIE, UNIT 3. | 203BSSBL01 | L-1 LONG RETRACT T 30 MARK 2 | 031220 | 1FA3E8 | 3 | EA | 58.65
PETE | 5301199 | 10.534.663 | SPROCKET, STEEL, ITEM 4, FOR COPES-VULCAN, MODEL MK-IIE, UNIT 3 MANUFACTURER PART NO = 82177 |  |  | 82177 | 1FA3G5 | 2 | EA | 145.76
PETE | 5301177 | 10.534.664 | SPROCKET, WORM SHAFT, ITEM 8, FOR COPES-VULCAN, MODEL MK-IIE, UNIT 3. | 203BSSBL01 | L-1 LONG RETRACT T 30 MARK 2 | I54ST17906 | 1FA3E7 | 2 | EA | 79.54
PETE | 5006956 | 10.534.666 | STAB ASSY. KIT, 150A, P/N 4719A92G12, PETE #4 SCRUBBER MCC'S. | 204RELV411 | MOTOR CONTROL CENTER MCC S4-1-1 | 4719A92G12 | 2FA23I6 | 1 | EA | 118.04
PETE | 5012627 | 10.534.673 | MOTOR STARTER, USED ON UNITS 1 & 3, 2014, E.S.P. UPGRADE. PURGER AIR HEATING SYSTEM. | 203ENP0000 | UNIT 3 PRECIPITATORS INCLUDES CONTROLS, TR SETS, VIBRATORS, RAPPERS, DOORS, LOCKS AND HIGH VOLTAGE BUSHINGS. *********CONFINED SPACE SEE NOTES PAGE 6********* | YC1U-27A120 | 2FA4F43 | 1 | EA | 106.84
PETE | 5012735 | 10.534.675 | RELAY, OVERLOAD SSOL NEMA SIZE1, 120VAC, C440 (4-20A) | 203MCCFF3A | UNIT 3 BAGHOUSE, 480 VOLT MCC FF-3A, SEC.1/1200 AMP., SEC. 2/8-600 AMP., 65,000 AMP. SHORT CIRCUIT RATING. MAIN INCOMING FROM 480 VOLT SWGR. BUS FF3A, CUBICLE 4B | AN19DN0A5E020 | 4FA2F5 | 1 | EA | 225.4
PETE | 5012732 | 10.534.676 | STARTER, MOTOR, FREEDOM NEMA 00-5, W/C440 O.L. (9-45A), SIZE 2, FVNR STR 120VAC STD, USED IN FREEDOM 2100 MCC, PETE SBS AND PETE 2&3 BAGHOUSE MCC'S. | 203MCCFF3A | UNIT 3 BAGHOUSE, 480 VOLT MCC FF-3A, SEC.1/1200 AMP., SEC. 2/8-600 AMP., 65,000 AMP. SHORT CIRCUIT RATING. MAIN INCOMING FROM 480 VOLT SWGR. BUS FF3A, CUBICLE 4B | AN19GN0A5E045 | 4FA2F2 | 2 | EA | 1754.08
PETE | 5006931 | 10.534.678 | STARTER, AC, NON-REVERSING NEMA, A200 SERIES, SIZE 1, 120 VAC COILS, 3-POLE, FOR PETE MOTOR CONTROL CENTERS. | 204RBA0000 | UNIT 4 SCRUBBER HEATERS, A/C, VENT FANS SYSTEMS | A200M1CAC | 2FA23D8 | 2 | EA | 2023.02
PETE | 5303899 | 10.534.711 | STEEL, ROUND, SA-36 CARBON STEEL, 1/2" X 20 FT., FOR PETE #4 BOILER TUBE MEMBRANE. (NOTE: TO BE BOILER CERTIFIED W/ CERTIFICATION PAPERS INCLUDED WITH SHIPMENT) |  |  |  | SB3I1F2 | 40 | FT | 15.6
PETE | 6001602 | 10.534.733 | STEM, VALVE, FOR RELAY, USED ON TC-3 FOR UNIT #3-B.S.B. TEMP CONTROLLER WKM P/N 383610 |  |  | 383610 | 2FA24G8 | 1 | EA | 7.78
PETE | 5004682 | 10.534.741 | SLEEVE, NATURAL GUM RUBBER, FOR 24" CLARKSON KGD VALVE, USED ON PETE #3 SCRUBBER DENVER RECYCLE PUMP SUCTION VALVES. | 203RMVFSA1 | FV-109-1A RECYCLE PUMP SUCTION VALVE | 11024753 | SB3A1B6 | 4 | EA | 8744.26
PETE | 8532023 | 10.534.763 | SLING, LIFTING, SIZE- .125 X .25, LENGTH- 4 FT DESC- S3-1, VERTICAL CAP. - .57 TON, 3 STRAND. (MUST INCLUDE METAL TAG WITH LIFTING CAPACITIES) |  |  |  | 2FA11NW | 18 | EA | 1242.59
PETE | 8532026 | 10.534.765 | SLING, LIFTING, SIZE- .25X.5, LENGTH- 4 FT DESC- S3-1, VERTICAL CAP. - 1.4 TON, 3 STRAND. (MUST INCLUDE METAL TAG WITH LIFTING CAPACITIES) |  |  | PG1-3 1/4'' X 1/2'' X 4' | 2FA11NW | 8 | EA | 688.88
PETE | 5205010 | 10.534.766 | SLINGER SPLIT 53.98BX 165.10T, WEIR PUMP-SUBMERSIBLE, 300 GPM AT 83 TDH-54674-25-22 | 245BARASPA | RADS AREA SUMP PUMP A. 300 GPM @ 83FT TDH | 611068-099 | 2FA25G66 | 1 | EA | 265.56
PETE | 6718045 | 10.534.768 | SLINGER, BOTTOM, RADIAL BEARING, CAST IRON, 82-219 LAWRENCE PUMPS, MODEL DDL DOUBLE VOLUTE, TYPE 12, DWG C29472F-14-271, S/N = 71511. | 203AHRWP01 | 3-1 ASH SLUICE RETURN WATER PUMP | 082-4515814-00 | SB5A3A6 | 2 | EA | 854.34
PETE | 6101174 | 10.534.777 | SOCKET, THRU TYPE, INDICATING GAUGE, FOR CONTROL BOARD, HAYS REPUBLIC CORP, UNIT PETE 3 MANUFACTURER PART NO = H-855409 |  |  | H-855409 | 2FA16E53 | 14 | EA | 148.82
PETE | 4007243 | 10.534.783 | SOCKET, LAMP, FOR PETE #3 FSS SYS. |  |  | GIL CML10203-1 | 2FA16F50 | 22 | EA | 178.64
PETE | 5003742 | 10.534.803 | SOLENOID, ALARM SWITCH, FOR SIEMENS-ALLIS CHALMERS SWITCHGEAR, MODEL LA600, VOLTS/AMPS 480V/600A, S/N S-84429A7 & S-84429D5, UNIT 3 MANUFACTURER PART NO = 18-724-497-002 |  |  | 18-724-497-002 | 2FA7F13 | 2 | EA | 350
PETE | 5901153 | 10.534.804 | SOLENOID, BRAKE ASSEMBLY, 440 VOLT, 60 HZ, CAT #CR9503-213-CAB-203, TOP COIL 302-1731, BOTTOM COIL 3240635 FOR UNIT 1 & 2 60/10 TON CRANE, AUXILIARY HOIST ONLY. |  |  |  | 2FA6D20 | 1 | EA | 63.58
PETE | 5305253 | 10.534.811 | SOLENOID, VALVE, ASCO, 120 VAC, 60 HZ, NEMA 4, NAMUR MOUNT, FOR 1" JAMESBURY BALL VALVE, USED ON PETE 1,2,3,4 BOILER IGNITION SYSTEM. | 203BFOS000 | UNIT 3 BOILER IGNITION SYSTEM | V00-10161 | 1FA10F45 | 4 | EA | 367.4
PETE | 5207265 | 10.534.826 | SONALERT, CONTROL, FOR COOLING TOWER, MALLORY, UNIT PETE 4 MANUFACTURER PART NO = SC628 (SMALL ALARM HORN) | 202TH00000 | UNIT 2 HIGH PRESSURE TURBINE | SC628 | 4FA4G15 | 2 | EA | 42.68
PETE | 5005670 | 10.534.827 | SPACER, SHAFT, FOR PETE #4 IUCS/CSI RETURN WATER PUMPS, WARMAN PUMPS MODEL 8/6EAH. | 204RDRWP01 | P412-1 RETURN WATER PUMP | EAM117C21 | 2FA16F31 | 0 | EA | 0
PETE | 5713464 | 10.534.828 | SPACER, UCC PT #SK-46456 FOR 10" SWING DISC GATE ASSY FOR PETE #4 ASH SYSTEM. |  |  | SK46456 | 4FA5D11 | 4 | EA | 200.48
PETE | 5513965 | 10.534.831 | SPACER, COUPLING, 4.5-5.0, FOR BOWL MILL PULVERIZR ABB COMBUSTION ENG, SIZE 903RPS, S/N 73831-6,UNIT3 MANUFACTURER PART NO = MP-10771C | 203BFCM001 | 3-1 PULVERIZER *** CONFINED SPACE ENTRY *** *** FOR PYRITE SECTION ONLY - SEE NOTES PAGE 6 *** |  | SB3M1C1 | 1 | EA | 1124.02
PETE | 5513953 | 10.534.840 | SPACER, BEARING, FOR JOURNAL SHAFT, USED ON PETE #3 & #4 ABB C-E SVCS. MODEL 903RP COAL PULVERIZERS, S/N 73831-73836. | 203BFCM001 | 3-1 PULVERIZER *** CONFINED SPACE ENTRY *** *** FOR PYRITE SECTION ONLY - SEE NOTES PAGE 6 *** | 94-150 | SB3M1C1 | 2 | EA | 2284.45
PETE | 5706776 | 10.534.864 | STUD, W/ ZINC LOCKNUT, 10 X 85MM, FOR PETE #4 DEWATERING FILTER FEED PUMPS, WARMAN PUMPS MODEL 4/3CAH. | 203RPSP03A | 3-A MAKE-UP SLURRY PUMP P5-3A (EAST PUMP) (PUMP CONNECTED TO SLURRY STORAGE TANK) | M10Z3-85VL | 2FA6E43 | 8 | EA | 344.56
PETE | 5706727 | 10.534.867 | STUD, FRAME PLATE, W/ 2 NUTS, FOR PETE #2 DEWATERING SECONDARY HYDROCLONE PUMPS & PETE #4 DEWATERING PRIMARY HYDROCLONE & RECLAIM WATER PUMPS, WARMAN PUMPS MODEL 6/4EAH & EEAH. | 204RDDFP01 | P-406-1 DISPOSAL FEED PUMP, MOTOR & MOTOR SPACE HEATER | E039ME62 | 2FA6E48 | 4 | EA | 471.65
PETE | 5504279 | 10.534.882 | SUPPORT ASSY., IDLER SHAFT, FOR COLD AIR DAMPER DRIVE UNITS, L & N MODEL #10260, USED ON PETE ABB C-E SVCS. COAL PULVERIZERS. | 203BFCM001 | 3-1 PULVERIZER *** CONFINED SPACE ENTRY *** *** FOR PYRITE SECTION ONLY - SEE NOTES PAGE 6 *** | 119181 | 2FA21E23 | 2 | EA | 135.98
PETE | 5305519 | 10.534.892 | SUPPORT, COAL NOZZLE, FRONT, FOR PETE #3 & #4 ABB C-E SVCS. BOILER IGNITION SYSTEMS. | 203BFCBA00 | A CORNER BURNERS, TILTS, LINKAGE, AND DRIVE UNIT | 902-0220-1F | SB1QE2 | 13 | EA | 1440.54
PETE | 6626217 | 10.534.897 | SUPPRESSOR, SURGE, PT.# 141923010, FOR EXIDE POWER & CONTROL BATTERY CHARGERS, UNIT #4. |  |  |  | 2FA3F7 | 4 | EA | 156.68
PETE | 5216306 | 10.534.900 | SUPRESSOR, M.O.V. #800-821-61A FOR UNIT 3 & 4 SEAL WATER SYS. |  |  | 800-821-61A | 2FA9F1 | 3 | EA | 4.65
PETE | 5013214 | 10.534.901 | SURGE SUPPRESSOR, CEMS, 120 VOLT, TRIPP-LITE | 203ENSHED2 | UNIT 3 FGD STACK PRIMARY CONTINUOUS PARTICULATE MONITOR SHELTER, MSI 05-0063. CONSISTS OF PARTICULATE MONITOR RACKS, DATA LOGGERS, AIR CLEAN-UP SYSTEM, FIRE DET. SYS., TOXIC GAS DET. SYS.,HVAC SYS., POWER DIST. PANEL, UPS'S, ALL LIGHTING AND RECEPTS. | 38-0083 | 1FA1A29 | 4 | EA | 280.06
PETE | 5007163 | 10.534.909 | SWITCH, THERMO, UNITED ELECTRIC CONTROLS TYPE E402, MODEL 2BSB, RANGE 30-250F, 0-120C, OPTIONS S101, WITH U.E. #SD6225-76 BUSHING ADAPTOR KIT, FOR UNIT #4. |  |  | E402 MODEL 2BSB | 2FA23I11 | 1 | EA | 504
PETE | 6626326 | 10.534.911 | SWITCH, PT #44A313800-001, FOR PETE #3 ALTERREX ASSOCIATED WITH TURBINE S/N 170/583. ALSO USED ON PETE #4 ALTERREX ASSOCIATED WITH TURBINE S/N 170X755. |  |  | 44A313800-001 | 2FA25F51 | 1 | EA | 194.53
PETE | 6006127 | 10.534.918 | KIT, AUXILIARY LIMIT SWITCH, FOR HONEYWELL 10260A HERCULINE ACTUATOR, USED ON PETE #3 & #4 BOILER SECONDARY AIR DAMPER DRIVES. |  |  | 51205550-501 | 1FA1B27 | 8 | EA | 1960
PETE | 5003726 | 10.534.962 | SPRING, P/N 71-141-930-001, IT#16 FOR SIEMANS-ALLIS 480V SWITCHGEAR LA-600600A S/N S-84429A7 AND S-S1429D5 UNIT #3 S02 |  |  | 71-141-930-001 | 2FA7F17 | 2 | EA | 0.7
PETE | 3907341 | 10.534.982 | SPRING, TORSION FOR ROCKWELL EDWARD TILTING DISC CHECK VALVE, FIG 2570Y, 2500# PRESS, #3 SBFP P/N 414952 |  |  | 414952 | 1FA16E11 | 1 | EA | 162.04
PETE | 3907338 | 10.534.983 | SPRING, TORSION, FOR ROCKWELL EDWARD DISC CHECK VALVE, FIG 2570Y, 2500# PRESS, #3 SBFP P/N 414951 |  |  | 414951 | 1FA16E10 | 1 | EA | 162.04
PETE | 5008308 | 10.534.986 | SPRING, PACKING, MAIN SUPPORT BEARING,FOR MINERAL PROCESSING SYS, BALL MILL, UNIT 4 PETE MANUFACTURER PART NO = 4-092-840 | 204RPBM000 | BALL MILL, LINERS, SCREENS, AND INTERNALS. *** CONFINED SPACE ENTRY *** *** SEE NOTES PAGE 6 *** | 04-092840 | SB3O1WALL | 2 | EA | 537
PETE | 5503924 | 10.534.987 | SPRING, THRUST BEARING, FOR EWS #7 & PETE #2 ABB C-E SVCS. MODELS 803RS & 823RPS COAL PULVERIZERS, S/N'S 69804-69808 & 66810-66814. | 203BFCM001 | 3-1 PULVERIZER *** CONFINED SPACE ENTRY *** *** FOR PYRITE SECTION ONLY - SEE NOTES PAGE 6 *** | MP-9155 | 1FA13C3 | 24 | EA | 464.88
PETE | 6716993 | 10.534.988 | CLOSING SPRING FOR DISC, YARWAY ARC SPRING, (STD) STAINLESS STEEL, P/N 10087314 | 204AHSWVR1 | 4-1 ASH SLUICE PUMP RECIRC VALVE/CHECK. | 10087314 | 2FA20H4 | 1 | EA | 1405
PETE | 5003112 | 10.534.989 | SPRING, RELEASE, CLUTCH, FOR PETE #3 & #4 SCRUBBER LIMESTONE BALL MILLS, AIRFLEX MODEL 42VC650. | 203RPBMC00 | BALL MILL CLUTCH M2-3 | 301333 | 2FA14E1 | 20 | EA | 287
PETE | 5702144 | 10.534.991 | SPRING, COMPRESSION, FOR AIR INTAKE W/ CHECK VALVE, USED ON HTP ASH SYSTEM & HSS #7 SCR SYSTEM & PETE #4 ECONOMIZER DISCHARGE LINE. | 204AHEH000 | UNIT 4 ECONOMIZER ASH SYSTEM | 401008 | 1FA3F32 | 26 | EA | 90.74
PETE | 5513889 | 10.535.000 | SPRING, PRESSURE, ASSEMBLY, FOR PETE #3 & #4 ABB C-E SVCS. MODEL 903RP COAL PULVERIZERS, S/N 73831-73836. | 203BFCM001 | 3-1 PULVERIZER *** CONFINED SPACE ENTRY *** *** FOR PYRITE SECTION ONLY - SEE NOTES PAGE 6 *** | 94-266 | SB3K2C2 | 3 | EA | 16850.97
PETE | 5003029 | 10.535.002 | SPRING, PUMP, ITEM #12, FOR PETE #3 SCRUBBER RECYCLE PUMPS, DENVER MODEL SRL-C, 18 X 16 X 35, S/N 01-166483. | 203RMRCPA1 | RECYCLE PUMP P1-3-A1 | 505363 | 2FA15E26 | 22 | EA | 303.38
PETE | 6626318 | 10.535.009 | SPRING, PT #269C280P8, FOR PETE #3 ALTERREX ASSOCIATED WITH TURBINE S/N 170X583. |  |  | 269C280P8 | 2FA25E51 | 6 | EA | 62.82
PETE | 6626324 | 10.535.010 | SPRING, PT #412A290P1, FOR PETE #3 ALTERREX ASSOCIATED WITH TURBINE S/N 170X583. |  |  | 412A290P1 | 2FA25E52 | 2 | EA | 21.34
PETE | 5012886 | 10.535.031 | SPRING, VIBRATOR, 2 EACH, FOR ERIEZ MODEL D55P HT VIBRATORS WITH S/N 270535, USED ON FOSTER WHEELER P.J.F.F. (BAGHOUSE) HOPPERS. | 203AHHPR01 | UNIT3 ASH HOPPER # 1, HOPPER HEATERS &; 3FA5001V-ASH GATE 3SV-FA5001-SOV 3TE-FF-1701A & B- RTD TEMP. DETS. 3LE-FF-1501-HH ASH LEVEL ELEMENT 3LE-FF-1601-H ASH LEVEL ELEMENT 3FF1301E-VIB. 3FF1401E-VIB. SEE ASSET NOTES FOR MFG PART NUMBERS. | 107730 | 4FA4E28 | 2 | EA | 410
PETE | 5721047 | 10.535.033 | SPRING, CARBON RING, PT #0615010 FOR HOFFMAN CENTRIFUGAL BLOWERS #41B1 ON 4-1 & 4-2 FLUIDIZING BLOWER, S/N 0782005 & 0782006 PREC. ASH SYS., UNIT #4. | 204AHFBP01 | 4-1 PRECIPITATOR FLUIDIZING BLOWER | 0615010 | 2FA25H12 | 2 | EA | 21.4
PETE | 5003735 | 10.535.035 | SPRING, P/N 71-141-836-001, IT#91 FOR SIEMANS-ALLIS 480V SWITCHGEAR LA-600600A S/N S-84429A7 AND S-84429D5 PETE #3 S02 |  |  | 71-141-836-001 | 2FA7F15 | 2 | EA | 9.5
PETE | 5301756 | 10.535.036 | SPRING, PETE 4, LEFT HAND, FOR COPES-VULCAN, MODEL RW-6E, UNIT ROTARY GEARBOX MANUFACTURER PART NO = 182725 | 204BSSBA01 | A-1 "A" ROW WALL SOOTBLOWER. | 182725 | 2FA19G10 | 3 | EA | 3.12
PETE | 5301760 | 10.535.038 | SPRING, ROTARY GEARBOX ASSY, FOR COPES VULCAN INC, MODEL RW-6E, LEFT HAND,USED PETE 4 MANUFACTURER PART NO = 182754 | 203BSSBA01 | A-1 "A" ROW WALL SOOTBLOWER | 182754 | 2FA19H3 | 5 | EA | 18.6
PETE | 5610306 | 10.535.046 | MICROSWITCH, CAT. #51ML1, PULVERIZER SEAL AIR GATE LIMIT SWITCH.UNIT 3. |  |  | 51ML1 | 1FA4A3 | 3 | EA | 630.24
PETE | 5216388 | 10.535.049 | SWITCH, LIMIT, "SNAP LOCK", LONG STYLE, CW ROTATION MOUNTING, FOR PETE #3 & #4 SEAL WATER SYSTEMS & PETE #1 & #2 SCRUBBER PUMPS SUCTION & DISCHARGE VALVES. | 203BCOMP01 | UNIT 3 FABRIC FILTER COMPARTMENT #1, CONTAINS 34 ROWS OF 40 FILTER BAGS SUPPORTED ON WIRE CAGES, TOTAL OF 1360 BAGS. BAGS ARE 29.75' LONG, 5" DIAMETER. COMPARTMENTS ARE NUMBERED SO. TO NO., EAST TO WEST, S.E. IS #1, N.E.. IS #2. 2PI-FF-1801 DIFF.PRESS.GA | EA170-31100 | 2FA9D6 | 4 | EA | 1913.49
PETE | 6625287 | 10.535.050 | SWITCH, LIMIT, SNAPLOCK, FOR PETE #3 TURBINE CONTROL VALVES. |  |  | EA700-90964 | 2FA12F30 | 2 | EA | 1341.45
PETE | 5305098 | 10.535.053 | LIMIT SWITCH, STONE L 2-SPDT, USED ON PETE 1,2,3,4 BOILER IGNITION SYSTEM. | 203BFOS000 | UNIT 3 BOILER IGNITION SYSTEM | V00-10162 | 4FA56B4 | 4 | EA | 742
PETE | 5706605 | 10.535.054 | SWITCH, LIMIT, W/ LEVER, (CLOTH ALIGNING), FOR PETE #4 DEWATERING BELT FILTER, EIMCO MODEL 3M65 EXTRACTOR, S/N CSP0000326-01/02. | 272GDF0400 | GDF 44-04 GYPSUM DEWATERING FILTER | 552552 | SB1AE6 | 2 | EA | 1424
PETE | 5610366 | 10.535.059 | SWITCH, MICRO, P# OPD-AR3024, PETE #4 BURNER TILTS. |  |  | OPD-AR3024 | 1FA6B9 | 3 | EA | 283.44
PETE | 5002327 | 10.535.060 | SWITCH, MICRO, FOR PLATE RAPPER CONTROLS, USED ON PETE #3 RESEARCH-COTTRELL ELECTROSTATIC PRECIPITATORS. | 203ENPRCP1 | UNIT 3 PRECIPITATOR 3-1 (SOUTH) INCLUDES CONTROLS, TR SETS, VIBRATORS, RAPPERS, DOORS, LOCKS AND HIGH VOLTAGE BUSHINGS. ***** CONFINED SPACE/SAFETY SEE NOTES PAGE 6 ***** | V3101 | 1FA5E21 | 6 | EA | 31.08
PETE | 6006475 | 10.535.061 | SWITCH, MICRO, BZ-R-P4 (#K) FOR STATIC "O" RING PRESSURE SWS, PER LN-SP-6-2 SH 1 OF 1, FOR L & N COMBUSTION CONTROL SYS. COMPONENTS, UNIT #3. |  |  | BZ-R-P4 | 1FA5F23 | 8 | EA | 78.8
PETE | 5007749 | 10.535.068 | SWITCH, PRESSURE, FOR PETE #3 & #4 IUCS/CSI MOTOR CONTROL CENTERS & DC PANELS. | 203RWFAB00 | FLYASH BLOWER AND MOTOR (DUCON) | CD1H-H-18SS | 2FA23G29 | 1 | EA | 212.79
PETE | 6623224 | 10.535.071 | SWITCH, PRESSURE, W/O PILOT LIGHT, MOD. CR 127B5, RANGE 1-75 PSIG., DIFF. PRESS. 3-15 PSI, THRUST BEARING WEAR DETECTOR, FOR PETE #2 G.E TURBINE, S/N 170 X 350. |  |  | 182A9373P0001 (1-8-13) | 2FA2D18 | 1 | EA | 1249.22
PETE | 5610245 | 10.535.072 | SWITCH, PRESSURE ALLEN BRADLEY 836T-T255J, 0-450 PSI FOR #3 ASH SYSTEM ANDFOR PETE #4 BOTTOM ASH SYS CONTROLS. | 203AHBHH0A | UNIT 3 (A) BOTTOM ASH HOPPER ***CONFINED SPACE ENTRY*** ***SEE NOTES PAGE 6*** | 836T-T255J | 2FA7H5 | 2 | EA | 1086.98
PETE | 5610071 | 10.535.076 | SWITCH, PRESSURE, MFG. BY STATIC O RING, MODEL #4NN-T4-N4-B1A-C4, .5 TO 21 LBS .3 TO .8 LBS DIFF. MAX SUBSTAINED PRESS. 750 LBS. 15 AMP, 480 VOLT, AC SPDT SCREW TERMINALS, ADJUSTABLE DEAD BAND W/ALUMINUM HOUSING. |  |  | 4NN-T4-N4-B1A-C4 | 2FA7A3 | 2 | EA | 642
PETE | 5013402 | 10.535.078 | SWITCH, PRESSURE, USED ON BOOSTER FANS, PETE UNIT 4 FGD, LUBE OIL SYSTEM, DWG# 23999S1, S/N P208305. | 204RFBF001 | 4-1 BOOSTER FAN, WHEEL & BEARINGS *** CONFINED SPACE ENTRY *** SEE NOTES PAGE 6 *** | D3H-AA80SS-FX | 1FA11C15 | 1 | EA | 1825
PETE | 5721103 | 10.535.085 | SWITCH, PRESSURE, RANGE - 400 PSI, EPOXY COATED, DUAL SETPOINT, FIXED DEADBAND 22-50, NEMA 4, 4X ENCLOSURE, TEFLON ACTUATOR SEAL, 1/4" FNPT PRESSURE CONNECTION, 5 AMP - 125/250/480 VAC, 1/2 AMP - 125VDC. | 203AHCN000 | SUBSYSTEM FOR UNIT 3 ASH SYSTEM INSTRUMENTS AND CONTROLS AND ALL ASSOCIATED EQUIPMENT | LPDN4GGT25 | 2FA24B13 | 2 | EA | 727.62
PETE | 5706114 | 10.535.087 | SWITCH, GAGE PRESSURE ADJ C.C.S. #6862G1 USED ON SO2 REMOVAL PETE #3. (VARIOUS TAG #S) |  |  | 6862G1 | 2FA15D40 | 3 | EA | 349.86
PETE | 5305974 | 10.535.089 | SWITCH, PRESSURE, LOW HEADER, ITEM #C05, FOR WARMUP GUN VALVE, USED ON PETE #3 OIL IGNITION SYSTEM. | 203BFWGL01 | WARM-UP OIL GUNS 1/2 LEVEL | 2430-172-31 | 1FA6C2 | 1 | EA | 535
PETE | 5012941 | 10.535.090 | SWITCH, PRESSURE, MDR-P, FOR INGERSOLL RAND MODEL L42-GS9 BLOWER PACKAGE, USED ON PETE 2 & 3 BAGHOUSE ASH SYSTEM TRANSPORT AIR. | 203AHAC000 | 3FA5002C- UNIT 3 FABRIC FILTER ASH TRANSPORT AIR BLOWER, INGERSOL RAND LCD42, 2813 AFCM @ 20 PSIG DISCHARGE 3PSFA5000-OIL PRESS SW. 3TSFA5001-DISC.TEMP.TRANS. 3TSFA5002-OIL TEMP.SW. | 23857154 | 2FA4F23 | 1 | EA | 81
PETE | 5721104 | 10.535.093 | SWITCH, PRESSURE, U.E.C. TYPE J302K, MODEL 12439, RANGE 0-80" WC, DIFF'L. 1"-8" WC, U.C.C. #8330 (FLY ASH BLOWER), FOR PETE #4 BOTTOM ASH SYSTEM CONTROLS. | 202AH00000 | UNIT 2 ASH HANDLING SYSTEM | 340915-2 | 2FA24D12 | 1 | EA | 515
PETE | 5004741 | 10.535.095 | SWITCH, PROXIMITY, SPDT, STAINLESS STEEL ENCLOSURE, 120 V, USED AT PETE IUCS & DEWATERING. | 203RWA0000 | UNIT 3 SCRUBBER WASTE SYSTEM (IUCS) PROCESSING PLANT | WE316 | 2FA19B24 | 4 | EA | 1904.22
PETE | 5701154 | 10.535.096 | SWITCH, PROXIMITY, GO-SERIES 80 - VALVE, KNIFE GATE, 8", 40D, USED ON PETE 2&3 BAGHOUSE. | 203BCOMP01 | UNIT 3 FABRIC FILTER COMPARTMENT #1, CONTAINS 34 ROWS OF 40 FILTER BAGS SUPPORTED ON WIRE CAGES, TOTAL OF 1360 BAGS. BAGS ARE 29.75' LONG, 5" DIAMETER. COMPARTMENTS ARE NUMBERED SO. TO NO., EAST TO WEST, S.E. IS #1, N.E.. IS #2. 2PI-FF-1801 DIFF.PRESS.GA | 350819 | 2FA11B40 | 2 | EA | 922
PETE | 5505719 | 10.535.104 | SWITCH, REED, COAL SAMPLER, FOR PETE #3 & #4 COAL CONVEYORS 3A, 3B, 8A & 8B, JOHN B. LONG CO. PROJECT #92062. | 266CHCSS3A | 3A COAL CONV. SAMPLER **** SEE EQUIPMENT NOTES PAGE #6 **** * CUTTING & WELDING PERMIT REQUIRED * | 0065-0064 | 2FA1F18 | 6 | EA | 651.24
PETE | 5301112 | 10.535.105 | SWITCH, REVERSE CONTROL, FOR COPES-VULCAN, MODEL MK-IIE, UNIT PETE 3. |  |  | 062450 | 1FA3H3 | 1 | EA | 398.28
PETE | 5004233 | 10.535.106 | SWITCH, ROTARY LIMIT FOR SCRUBBER FAIRFIELD ENG, MODEL LV60X60MO, USED/UNIT PETE 3&4 MANUFACTURER PART NO = PLSN-2000-9B |  |  | PLSN-2000-9B | 2FA19D24 | 2 | EA | 1042.7
PETE | 5002537 | 10.535.109 | SWITCH, AUTO/MANUAL, SELECTOR, FOR ENVIRONMENTAL ELEMENTS CO, USED 4 MANUFACTURER PART NO = WA75095 | 204ENPRCP1 | UNIT 4 PRECIPITATOR 4-1 (SOUTH) INCLUDES CONTROLS, TR SETS, VIBRATORS, RAPPERS, DOORS, LOCKS AND HIGH VOLTAGE BUSHINGS. *********CONFINED SPACE SEE NOTES PAGE 6********* | WA75095 | 2FA21D6 | 1 | EA | 102.7
PETE | 5007127 | 10.535.113 | SWITCH, SELECTOR, 2-POSITION, 30.5MM TYPE 4/4X/13, NON-ILLUMINATED, WHITE, STD. KNOB MAINTENANCE, NO CONTACTS. | 204RPWF000 | LIMESTONE WEIGH FEEDER WF-401. | 800H-HR2 | 4FA3E22 | 3 | EA | 127.11
PETE | 5617262 | 10.535.116 | SWITCH, SPEED PILOT DUTY, HUBBELL #2220-111CC4S, MAX. AMP 120V-1.5/240V-.75 FORUNITS #2 & #3 CLINKER GRINDER. | 203AHBA000 | UNIT 3 BOTTOM ASH SYSTEM | 2220-111CC4S | 1FA4A4 | 6 | EA | 18306
PETE | 5608242 | 10.535.131 | SWITCH, TOGGLE, PART #44A337960-001, USED ON PETE #4 TURBINE SUPV. INST. SYS. S/N 170X755. |  |  | 44A337960-001 | 2FA13E28 | 1 | EA | 22.38
PETE | 5617241 | 10.535.132 | SWITCH, TOGGLE, 3PDT, SEWAGE TREATMENT PLANT | 203BSSBD19 | D-19 "D" ROW WALL SOOTBLOWER. | 0140-3023N | 1FA5F29 | 14 | EA | 408.22
PETE | 5004265 | 10.535.140 | SWITCH, ZERO SPEED, CENTRIFUGAL ACTION, FLYWEIGHT TYPE, WATER TIGHT, 2210 SERIES- TYPE C, W/ DOUBLE SPEED INCREASER, FOR PETE SCRUBBER LIMESTONE CONVEYOR SYSTEMS. | 203AHBA000 | UNIT 3 BOTTOM ASH SYSTEM | 711089 | 2FA19J9 | 1 | EA | 2747.17
PETE | 5008078 | 10.535.144 | STEM, VALVE, FOR 24" NEWCON GATE VALVE, JOB #0187117, USED ON PETE #3 SCRUBBER RECYCLE, SUCTION & DISCHARGE VALVES. | 203RMVFDA1 | FV-110-1A RECYCLE PUMP DISCHARGE VALVE | ************************* | SB3B2A2 | 3 | EA | 9776.33
PETE | 5603457 | 10.535.146 | STEM, PLUG, PT #011145-130-163 FOR WORTHINGTON CONTROL VALVE #L.C.V.-3B, MODEL #37-20521, TRIM 316, STELLITE S/N G65361-14, SIZE 6". |  |  | 011145-130-163 | 1FA2C22 | 1 | EA | 198.83
PETE | 5604195 | 10.535.148 | STEM, PLUG, PT.# 1U223635162 FOR FISHER TRIP VALVE S/N 9303059, 4STV-4, UNIT 4. | 203BF18150 | STV-1815 WARM UP OIL TRIP VV | 1U223635162 | 2FA25E12 | 1 | EA | 34.3
PETE | 5009777 | 10.535.151 | STEM, VALVE, COSMIX 4" CERAMIC BALL, FUJIKIN, SLURRY FEED VALVE, FOR PETE #1 & #2 SCRUBBER ABSORBER FEED TANKS. | 204MUWV344 | RECLAIM WATER MAKE UP VALVE AT DISPOSAL TANK, VALVE LCV-344 UPGRADE# 44-RWS-DCV-224 | M-6-HC | 2FA12E1 | 1 | EA | 1845
PETE | 5005739 | 10.535.187 | STRAINER, PUMP, FOR PETE #4 CSI DISPOSAL AREA SUMP PUMPS, WARMAN PUMPS MODEL 150SV-SPR. | 204RBSU101 | P410-1 DISPOSAL AREA DRAINAGE SUMP PUMP AND MOTOR LOCATED OUTSIDE BY #4 RETURN TANK | SP15116-1R10 | 2FA16H17 | 2 | EA | 512.2
PETE | 5005725 | 10.535.188 | STRAINER, PUMP, LOWER, FOR PETE #4 IUCS/CSI THICKNER SUMP PUMP, WARMAN PUMPS MODEL 40PV-SPR. | 204RBSU041 | P404-1 FGD AREA DRAINAGE SUMP PUMP, LOCATED BETWEEN 4-2 ID FAN AND "C" QUENCHER SUMP | SPR4116LR10 | 2FA16D31 | 2 | EA | 185.4
PETE | 5711936 | 10.535.189 | STRAINER, OIL SUCTION, W/ 1" NPT STEEL HEX PIPE NUT COUPLING, 49 SERIES, FOR PETE #3 ASH SLUICE PUMPS & PETE #1, #2 & #3 BOILER FEED PUMPS. | 203AHSWP01 | 3-1 ASH SLUICE PUMP | 49-10-100 | 2FA13B5 | 6 | EA | 110.27
PETE | 5006979 | 10.535.214 | STROKE ADJUSTER (COUPLER), FOR 6" RKL SERIES MODEL #LAF-ATSOP CONTROL VALVE, USED ON PETE 3 FILTER DRUMS MAIN SLURRY ISOLATION VALVES. | 203RWVFFL1 | FL-1 VACUUM FILTER ***CONFINED SPACE ENTRY*** ***SEE NOTES PAGE 6*** |  | 2FA23H33 | 2 | EA | 217.2
PETE | 5304264 | 10.535.216 | STUD, COAL NOZZLE, #7, ASSY., W/ NUT & WASHER, FOR PETE ABB C-E SVCS. BURNER FUEL NOZZLES, DWG. #B-760-586, C-E CONTR. #13762. | 203BFCBA00 | A CORNER BURNERS, TILTS, LINKAGE, AND DRIVE UNIT | 760-586-AF (1-8-13) | 1FA6F32 | 132 | EA | 1377.39
PETE | 6605738 | 10.535.231 | STUD-TAP, BLOWDOWN VALVE, HP LEAK-OFF, FOR PETE #3 & #4 G.E. TURBINES, S/N 170 X 583 / 755. |  |  | 06915956P0002 | 2FA12E14 | 4 | EA | 163.88
PETE | 5711489 | 10.535.246 | BODY, (TEE-FA) INTAKE ASSY., 5", NUVALOY ENDS, GREY IRON, FOR PETE #3 ASH SYSTEM ECONOMIZER HOPPERS, PER UC PO 54674-4. | 203AHFHE01 | 3-1 ECONOMIZER HOPPER. | 1803-24 | SB5A2B5 | 1 | EA | 800
PETE | 5711686 | 10.535.249 | TEE, PIPE, OUTLET, DURITE, 10" X 10" X 6", FOR PETE #3 & #4 ASH SYSTEMS. | 203AHFFA00 | "A" ROW PRECIP FEEDERS A-1 THRU A-8 | 2-170616 | SB1RF5 | 3 | EA | 1861.2
PETE | 5711242 | 10.535.253 | TEE, 12" OUTLET SK-1712-11 (2-17753) PATT #17753. FOR AIR SEPARATOR AS FURNISHED ON U.C.C. PO 54674-4. FOR ASH HANDLING SYS PETE #3. | 203AHFAS0E | ECONOMIZER AIR ASH SEPERATOR | SK-1712-11 | SB1RC4 | 2 | EA | 1318.6
PETE | 5721032 | 10.535.254 | TEE, 10 FT., PT #10U1-1, DWG. SK-4540 FOR UCC ASH SYS., UNIT #4. |  |  | 10U1-1 | SB1QB8 | 1 | EA | 612
PETE | 5701001 | 10.535.255 | TEE, FA INTAKE 7", NUV, PART OF INTAKE VALVE #1812-03040707000, PETE 2&3 BAGHOUSE. | 203BCOMP01 | UNIT 3 FABRIC FILTER COMPARTMENT #1, CONTAINS 34 ROWS OF 40 FILTER BAGS SUPPORTED ON WIRE CAGES, TOTAL OF 1360 BAGS. BAGS ARE 29.75' LONG, 5" DIAMETER. COMPARTMENTS ARE NUMBERED SO. TO NO., EAST TO WEST, S.E. IS #1, N.E.. IS #2. 2PI-FF-1801 DIFF.PRESS.GA | 2-1803-42 | SB1NC2 | 2 | EA | 1688
PETE | 5706893 | 10.535.258 | TENSIONER ASSEMBLY, 10-RIB, USED ON PETE 3&4 FLYASH DAY TANK FLUIDIZING AIR BLOWER. | 203RWB0000 | AIR SLIDE BLOWER | 2C111-022 | 2FA7A10 | 1 | EA | 970.28
PETE | 6001828 | 10.535.260 | TERMINAL, YOKOGAWA #B9565FA, USED ON PETE #3 GENERATOR FREQUENCY RECORDER. |  |  | B9565FA | 2FA12F4 | 1 | EA | 4
PETE | 5007121 | 10.535.295 | THERMOCOUPLE, FOR LIMESTONE PREP SYSTEM THERMOCOUPLE ASSY. (MLL), MODEL #48 IN X 16 IN BEARING, RC #190-063, SEQ. #2, PETE #3 & #4 SCRUBBER, HONEYWELL #002EE-3-M-15-G38.25-04-0-000-0000. | 203BFCMM01 | UNIT 3 PULVERIZER MOTOR. (3-1) INCLUDES MOTOR AND CONTROLS. | EE38G-038(1/4)-00-8HN34 | 4FA50B10 | 4 | EA | 282.4
PETE | 6623397 | 10.535.302 | THERMOCOUPLE, TCB BEARING METAL ALTERNATOR, FOR PETE #3 G.E. TURBINE, S/N 170 X 583, SEQ. #9534. |  |  | U252E002G0120 | 2FA12D9 | 1 | EA | 215
PETE | 6623464 | 10.535.304 | THERMOCOUPLE, THRUST BEARING PLATE, TURBINE & GENERATOR END, SEQ. #060A & #060J, FOR PETE #3 G.E. TURBINE, S/N 170 X 583. |  |  | U252E085U0022 | 2FA12C13 | 4 | EA | 960
PETE | 6006819 | 10.535.314 | THERMOCOUPLE, 3051-2-EE-1-18.25-0-0-0 DUAL ELEMENT ONLY, LEEDS & NORTHRUP COMBUSTION CONTROL SYS, UNIT #4. |  |  |  | 4FA3A12 | 1 | EA | 42.95
PETE | 5503004 | 10.535.323 | THERMOCOUPLE, PULVERIZER, TYPE E, DUAL, UNGROUNDED, 33.5" LONG, 1/4" ROD | 204BFCM001 | 4-1 PULVERIZER *** CONFINED SPACE ENTRY *** *** FOR PYRITE SECTION ONLY - SEE NOTES PAGE 6 *** | C16-MD14E-33.5 | 2FA58A3 | 2 | EA | 516
PETE | 6006821 | 10.535.332 | THERMOCOUPLE, 3070-5-EE-1-34-0-0-0 DUAL ELEMENT ONLY, LEEDS & NORTHRUP COMBUSTION CONTROL SYS, UNIT #4 |  |  | Y009J(50)-FB(34)-8 | 4FA50A12 | 2 | EA | 88.12
PETE | 6001935 | 10.535.334 | THERMOCOUPLE, TYPE E, MINCO TC 2192-E-U-97-10-T FG 110-1/TW 228 U45 CH 102P1TG WORKING OIL OUTLET/WORKING OIL INLET #MM0013006 USED ON VIBRATION MONITORS FOR 4-2 MOTOR DRIVEN BOILER FEED PUMP HYDRAULIC COUPLING. COUPLING. |  |  | MM0013006 | 2FA21G34 | 1 | EA | 550
PETE | 6001931 | 10.535.335 | THERMOCOUPLE, TYPE E, MINCO TC 2192-E-U-195-T-10 DIM. A=495MM BEARING 5 AND 6 #MM0013001 USED ON VIBRATION MONITORS FOR 4-2 MOTOR DRIVEN BOILER FEED PUMP HYDRAULIC COUPLING. |  |  | MM0013001 | 2FA20A14 | 1 | EA | 299.68
PETE | 5004708 | 10.535.336 | THERMOCOUPLE, TYPE E, DIRECT MOUNT, DOUBLE UNGROUNDED SPRING-LOADED SENSOR, ALUMINUM CONNECTION HEAD, NIPPLE UNION, 304 SS, 0.375 OD, 9" LENGTH, TO FIT INTO A 4.5" U-DIMENSION THERMOWELL USED AT PETE 2 & 3. | 203RFBFLO1 | 3-1 BOOSTER FAN LUBE OIL SYSTEM | TC-005574 | 2FA1C15 | 1 | EA | 512
PETE | 6623465 | 10.535.338 | THERMOCOUPLE, G-1 BEARING (#7), SEQ. #9503, FOR PETE #3 G.E. TURBINE, S/N 170 X 583. |  |  | U252E097U0074 | 2FA12D12 | 1 | EA | 325.14
PETE | 5216319 | 10.535.346 | SWITCH, LIMIT, ITEM #206735-000 FOR UNIT 3 & 4 SEAL WATER SYSTEM |  |  | 206735-000 | 2FA9F11 | 3 | EA | 28.74
PETE | 5301672 | 10.535.369 | SWITCH, PUSHBUTTON, FOR ABB COMBUSTION ENG SVCS, MODEL CONT PNL, UNIT 3&4 MANUFACTURER PART NO = 801003 |  |  |  | 2FA19G5 | 1 | EA | 72
PETE | 5610180 | 10.535.371 | SWITCH, REPLACEMENT BULB, PP5-630, INCLUDING MERCURY BULB #9A64SC & TERMINAL BOARD #5-630-153 FOR MERCOID CONTROL-TYPE DA-31-153, SERIAL #4D-92727. |  |  |  | 2FA7E3 | 2 | EA | 98.66
PETE | 5711349 | 10.535.375 | SWITCH, SNAP ACTION 42103-1 FOR TIMER (2-3504-24) AS FURNISHED ON U.C.C. P.O. 54674-4 FOR ASH HANDLING SYS PETE #3 | 203AHBHH0A | UNIT 3 (A) BOTTOM ASH HOPPER ***CONFINED SPACE ENTRY*** ***SEE NOTES PAGE 6*** |  | 1FA5F21 | 1 | EA | 37.1
PETE | 5721017 | 10.535.376 | SWITCH, SPEED, COMPLETE PACKAGE, 1 CHANNEL | 204AHBGG0A | "A" HOPPER BOTTOM ASH CLINKER CRUSHER | 107100 | 2FA11G2 | 1 | EA | 1091.42
PETE | 5301691 | 10.535.377 | SWITCH, STOP CONTROL, ASSY, FOR ABB COMBUSTION ENG SCVS, MODEL MK-IIE, UNIT 4 MANUFACTURER PART NO = 59958 |  |  |  | 2FA19A4 | 1 | EA | 235.5
PETE | 5617214 | 10.535.392 | SWITCH, CONTROL, PT #CR104PSG21B91 USED ON UNIT #3 COMSIP-DELPHI WATER SAMPLE PANEL. (FRONT MOUNTED) | 203RE00000 | UNIT 3 SCRUBBER ELECTRICAL SYSTEM | CR104PSG21B91 | 1FA5F25 | 2 | EA | 103.04
PETE | 5007164 | 10.535.394 | SWITCH, THERMO, FOR UNITED ELECTRIC CONTROLS, MODEL STD25GPM, USED PETE 4 MANUFACTURER PART NO = 4303B86H027 | 204RFBFLO1 | 4-1 BOOSTER FAN LUBE OIL SYSTEM | 4303B86H027 | 2FA23I10 | 0 | EA | 0
PETE | 5305501 | 10.535.396 | SWITCH, PRESSURE, DIFFERENTIAL, FOR DWYER INSTRUMENTS. | 204BFIGL01 | LEVEL 1/2 IGNITORS INCLUDES A,B,C AND D CORNERS | IG-5038 | 1FA6E51 | 2 | EA | 203.8
PETE | 5013420 | 10.535.397 | SWITCH, DIFFERENTIAL PRESSURE, USED ON BOOSTER FANS, PETE UNIT 4 FGD, DWG# C3138AA, S/N P208305. | 204RFBF001 | 4-1 BOOSTER FAN, WHEEL & BEARINGS *** CONFINED SPACE ENTRY *** SEE NOTES PAGE 6 *** | H100K-540 | 1FA11C14 | 1 | EA | 850
PETE | 4005100 | 10.535.405 | SWITCH, SAFETY, HEAVY DUTY, 60A FUSIBLE DISCONNECT, 3-POLE, 600 VAC, 600 VDC, STAINLESS STEEL, NEMA 3/3R4/4X/12, W/ VIEWING WINDOW, WIRE SIZES #14-#3 AWG (Al/Cu), INDOOR/OUTDOOR USE, WEATHER & CORROSION RESISTANT. | 272MUSTBP1 | MUWBP 120-1 MAKE UP WATER TOWER BOOSTER PUMP | HF362SW | 4FA71B2 | 4 | EA | 5986.04
PETE | 5004724 | 10.535.410 | SWITCH, FLOW, 1/2" SS (S/N 300 SERIES) CALIBRATED FOR 18.25 GPM, LUBE OIL, 300RF BUNA-N SEAL, (BRASS), ISO VG LUBE OIL S.G 0.875 @150 SSU W/FIELD ADJ. SETTING SWITCH, WEATHERPROOF, CORROSION PROOF (TYPE 4X) ONE SPDT (3 WIRE), (-14.6 GPM). | 203RFBFLO1 | 3-1 BOOSTER FAN LUBE OIL SYSTEM | A1XR-ST-14.6D | 2FA1H2 | 1 | EA | 2281
PETE | 5012631 | 10.535.411 | FLOW SWITCH, (AIR), USED ON UNITS 1 & 3, 2014, E.S.P. UPGRADE. PURGE AIR HEATING SYSTEM. | 203ENP0000 | UNIT 3 PRECIPITATORS INCLUDES CONTROLS, TR SETS, VIBRATORS, RAPPERS, DOORS, LOCKS AND HIGH VOLTAGE BUSHINGS. *********CONFINED SPACE SEE NOTES PAGE 6********* | V4-SS-2-U | 2FA4D31 | 1 | EA | 456.76
PETE | 5013401 | 10.535.418 | SWITCH, LEVEL, USED ON BOOSTER FANS, PETE UNIT 4 FGD, LUBE OIL SYSTEM, DWG# 23999S1, S/N P208305. | 204RFBF001 | 4-1 BOOSTER FAN, WHEEL & BEARINGS *** CONFINED SPACE ENTRY *** SEE NOTES PAGE 6 *** | Y20-4B2A-BNQ | 1FA11D14 | 1 | EA | 2450
PETE | 5706410 | 10.535.422 | SWITCH, TRI-MER P/N 11807-8. FOR PETE 3 PUGMILL DUST COLLECTOR TANK LEVELCONTROLS. |  |  | 26717 | 2FA15E25 | 6 | EA | 576
PETE | 5207531 | 10.535.423 | SWITCH, OIL LEVEL, ELECTRIC MURPHY, USED ON UNIT 3 & 4 COOLING TOWERS. |  |  | C25820 | 4FA5G4 | 2 | EA | 1764.06
PETE | 5706902 | 10.535.425 | SWITCH LEVEL W/SENSGARD, USED ON PETE 4 GYPSUM FILTRATE RECEIVER TANK. | 272FFR4400 | FFR 44-04 DEWATERING UNIT #4 FILTER FILTRATE RECEIVER TANK | BAP1999-243.S LC1 | 2FA5A33 | 1 | EA | 895
PETE | 5706469 | 10.535.429 | SWITCH, LIMIT, LEVER, 3-POSITION, NEUTRAL, RETURN-TO-CENTER, FOR DUAL DIRECTION HOPPER POSITIONER, USED ON PETE #3 IUCS/CSI TRAIN FLYASH LOAD-OUT STATION, DCL MODEL #HPD6X2-251-M1Q1P1, JOB #J015719, S/N 20578007, TAG #M006. | 203RWTLS01 | UNIT 3 FLYASH SILO DCL TRAIN LOADOUT STATION | LSM6D | 2FA6C2 | 1 | EA | 163.2
PETE | 5305458 | 10.535.431 | LIMIT SWITCH, OIL VALVE PROOF OF CLOSURE, TRIFECTA, PETE 1,2,3,4 BOILER IGNITION SYSTEM. | 203BFIGL05 | LEVEL 5TH IGNITORS INCLUDES A,B,C AND D CORNERS | V00-10151 | 2FA25G30 | 4 | EA | 5307.94
PETE | 5302118 | 10.535.433 | LIMIT SWITCH FOR PETE #1 & #2 LONG RETRACTS, PER C-B CONTRACTS #Q-7180102 & #Q-4720201. | 204BFPG001 | 4-1 PULV. MULTIPORT ASSEMBLY & DISCH VALVES | BE-2450-203 | 1FA8A1 | 12 | EA | 2739.4
PETE | 5004664 | 10.535.434 | SWITCH, LIMIT, TOPWORX "GO" MODEL 81, 120VAC, W/ AMS4 MAGNET, FOR 30" CLARKSON DUAL-HYDRAULIC KGA VALVE, USED ON PETE SCRUBBER SLURRY TANKS. | 203RWPGF00 | FILTRATE PIPING | 81-20516-A2/AMS4 | 2FA1D21 | 2 | EA | 516
PETE | 5305551 | 10.535.444 | TIP, NOZZLE, 3 PC. AIRTIP ASSEMBLY, TOP AIR, WB #2 & #4, 309SS, FOR PETE #2 ABB C-E SVCS. BOILER FUEL BURNERS. | 202BFCBB00 | B CORNER BURNERS, TILTS, LINKAGE, AND DRIVE UNIT | IG01237 | SB1OD1 | 2 | EA | 10991.91
PETE | 5304870 | 10.535.448 | TIP, ADJUSTABLE AIR NOZZLE, (GAS), 309 SS, FOR COMPARTMENT #3, USED ON PETE #3 & #4 ABB C-E SVCS. BOILER IGNITION SYSTEMS. | 203BFCBA00 | A CORNER BURNERS, TILTS, LINKAGE, AND DRIVE UNIT | 937-892-F6 | SB1PD9 | 5 | EA | 12042.75
PETE | 5305983 | 10.535.456 | TIP, SPARK ROD, 9400365.1, ITEM #Q03 (D), FOR SIDE WALL IGNITOR, RETROFIT, USED ON PETE #3 BOILER IGNITION SYSTEM. | 203BFIGL01 | LEVEL 1/2 IGNITORS INCLUDES A,B,C AND D CORNERS | 1501-803-02 (10-23-14) | 1FA6C3 | 2 | EA | 3566
PETE | 5008073 | 10.535.472 | TOOL, GRID REMOVAL, FOR PETE #3 IUCS/CSI FL-1 & FL-2 KOMLINE-SANDERSON VACUUM FILTERS ROTARY VALVES, S/N KDF1289 & 1290. | 203RWVFFL1 | FL-1 VACUUM FILTER ***CONFINED SPACE ENTRY*** ***SEE NOTES PAGE 6*** | 0390020 | 2FA16F28 | 1 | EA | 59
PETE | 5007330 | 10.535.488 | TRANSDUCER, CURRENT, ROCHESTER MODEL CCC-1B PANEL-MOUNT, SINGLE ELEMENT, 0-5 AMP INPUT, EXTERNALLY POWERED 85-150 VAC, PROPORTIONAL 4-20 MA OUTPUT, 60HZ STANDARD CALIBRATION, .25% ACCURACY, FOR PETE 4160V SWITCHGEARS. | 204RBSU402 | 402 DISPOSAL AREA DRAINAGE SUMP AGITATOR & MTR | UCXAF6 / CCC-1B | 4FA3B14 | 2 | EA | 1054
PETE | 5601194 | 10.535.489 | TRANSDUCER, CURRENT TO PNEUMATIC (I-P), INPUT 4-20 MA, OUTPUT 3-27 PSIG, VDO INSTRUMENTS TYPE 22/06-69, USED ON PETE 1 COMBUSTION AND FEEDWATER CONTROLS. | 201EICNLN0 | UNIT 1 DISTRIBUTED CONTROL SYSTEM OVATION INCLUDES ALL CONTROLS COMPONENTS AT ALL LOCATIONS ON UNIT 1 | V18311H-782010100512 | 2FA17H30 | 2 | EA | 1574.5
PETE | 5601193 | 10.535.491 | TRANSDUCER, CURRENT TO PNEUMATIC (I-P), INPUT 4-20 MA, OUTPUT 3-15 PSIG, USED ON PETE 1 COMBUSTION AND FEEDWATER CONTROLS. | 203BFPG001 | 3-1 MILL MULTIPORT ASSEMBLY & DISCH VALVES | V18311H-782210100 | 2FA17H29 | 2 | EA | 1570
PETE | 5012938 | 10.535.495 | TRANSDUCER, PRESSURE, 0-100, FOR INGERSOLL RAND MODEL L42-GS9 BLOWER PACKAGE, USED ON PETE 2 & 3 BAGHOUSE ASH SYSTEM TRANSPORT AIR. | 203AHAC000 | 3FA5002C- UNIT 3 FABRIC FILTER ASH TRANSPORT AIR BLOWER, INGERSOL RAND LCD42, 2813 AFCM @ 20 PSIG DISCHARGE 3PSFA5000-OIL PRESS SW. 3TSFA5001-DISC.TEMP.TRANS. 3TSFA5002-OIL TEMP.SW. | 22483341 | 2FA21F38 | 1 | EA | 220
PETE | 6623602 | 10.535.497 | TRANSDUCER, MAIN STEAM PRESSURE, SEQ. #89B5, CAT. #U5155M20P0002 FOR UNIT #4 TURBINE 170X755. |  |  | 89B5, CAT. #U51 | 2FA25B32 | 1 | EA | 1252.03
PETE | 5015859 | 10.535.499 | TRANSDUCER, ASSY, 14 KHZ, PRGED (TESTED) | 203ENEM00B | UNIT 3 SCRUBBER SO2,CO2,NOX BACK-UP C.E.M. INCLUDES SO2,CO2,NOX ANALYZERS, SAMPLE SYSTEM, DATA LOGGERS, PROBE CONTROLLER, FLOW TRANSDUCER, AND PRINTER. | 1001-1400-01 | 1FA1C5 | 0 | ASY | 0
PETE | 6001011 | 10.535.500 | TRANSDUCER, DIFFERENTIAL, SCHAEVITZ MODEL #300HR, USED ON PETE #3 TURBINE THRUST BEARING WEAR POSITION DETECTOR. |  |  | 300HR | 1FA9F13 | 1 | EA | 145.55
PETE | 5610391 | 10.535.501 | TRANSDUCER, LEVEL, ACOUSTIC WAVE, 10KHz, SULTAN 34, FOR PETE 1, 2, 3 AND 4 COAL BUNKER LEVEL DETECTION. | 203BFCB001 | 3-1 COAL BUNKER | AWRT10S4XXXC6XX | 1FA6G11 | 2 | EA | 2722
PETE | 5007903 | 10.535.507 | TRANSFORMER, TRACOR WESTRONICS PT #ZB-100305-01 FOR MODEL D4E2 RECORDERS S/N 3241 THRU 3244 AND MODEL T4E2 RECORDERS S/N 3197 THRU 3204, PETE #4 SCRUBBER CHART RECORDERS. |  |  | ZB-100305-01 | 4FA3E26 | 2 | EA | 382
PETE | 5608250 | 10.535.508 | TRANSFORMER, PART #44B334844-G01, FOR TURBINE SUPV. INST. SYS, PETE #4, S/N 170X755. |  |  | 44B334844-G01 | 2FA13E30 | 1 | EA | 234.04
PETE | 6006128 | 10.535.510 | KIT, TRANSFORMER ASSEMBLY, FOR HONEYWELL 10260A HERCULINE ACTUATOR, USED ON PETE #3 & #4 BOILER SECONDARY AIR DAMPER DRIVES. |  |  | 51404947-501 | 1FA1I38 | 8 | EA | 728
PETE | 5216305 | 10.535.511 | TRANSFORMER, #800-833-73C FOR UNIT 3 & 4 SEAL WATER SYS. |  |  | 800-833-73C | 2FA9F1 | 1 | EA | 22
PETE | 5002538 | 10.535.516 | TRANSFORMER, CONTROL, 1000 VA, 480V PRIMARY AND 120V SECONDARY ENVIRONMENTAL ELEMENTS CO TYPE WA41621 | 204ENPRCP1 | UNIT 4 PRECIPITATOR 4-1 (SOUTH) INCLUDES CONTROLS, TR SETS, VIBRATORS, RAPPERS, DOORS, LOCKS AND HIGH VOLTAGE BUSHINGS. *********CONFINED SPACE SEE NOTES PAGE 6********* | WA41621 | 2FA21C3 | 1 | EA | 272
PETE | 5216400 | 10.535.517 | TRANSFORMER, CONTROL, 150VA, 480V PRIMARY AND 120V SECONDARY INDUSTRIAL CONTROL TRANSFORMER #50-0150-053. | 203RE00000 | UNIT 3 SCRUBBER ELECTRICAL SYSTEM | 50-0150-053 | 2FA9D10 | 2 | EA | 106.8
PETE | 5003431 | 10.535.522 | TRANSFORMER, F & P 380E085U01 FOR MODEL #55UC1111CBA ULTRASONIC GEN. SER #7512A5528A21-24 S02 REMOVAL PETE 3. |  |  | 380E085U01 | 2FA14E25 | 1 | EA | 26.87
PETE | 5216318 | 10.535.524 | TRANSFORMER, ITEM #W207297-000 FOR UNIT 3 & 4 SEAL WATER SYSTEM |  |  | W207297-000 | 2FA9F11 | 2 | EA | 58.9
PETE | 5513814 | 10.535.560 | TACK, S-E CO. PT #1-Z4746, USED ON VOLUMETRIC FEEDERS S-E CO. SHOP ORDER #'S 5124-3 (1-6), UNITS #3 & #4. | 203BFCF001 | 3-1 COAL FEEDER ********SEE EQUIPMENT NOTES PAGE 6 ********** ***NUCLEAR DENSITY GAGE ATTACHED TO PIPING*** |  | 2FA15D14 | 6 | EA | 5660.16
PETE | 5012615 | 10.535.571 | T.R. TANK ASSEMBLY, 105 KW, 70KV MINERAL OIL, USED ON UNIT 4, 2014, E.S.P. UPGRADE. | 204ENP0000 | UNIT 4 PRECIPITATORS (PARENT) INCLUDES CONTROLS, TR SETS, VIBRATORS, RAPPERS, DOORS, LOCKS AND HIGH VOLTAGE BUSHINGS. *********CONFINED SPACE SEE NOTES PAGE 6********* | AM10570MIN |  | 0 | EA | 0
PETE | 5713429 | 10.535.625 | TEE, 90 DEG. (1 FT.-1 FT. 2 X 1 FT.-1 FT. 2 X 1 FT 02 BRANCH) (14-1/2" OD)LINED W/12" ID ABRESIST W/ROT. FLGS. ALL ENDS, DWG. #AB-0097A & B FOR BOT-TOM ASH LINE, UNIT #4. | 204AHPGD00 | BOTTOM ASH DISCHARGE PIPING. |  | SB1QB8 | 1 | EA | 1814
PETE | 5003642 | 10.535.627 | TEE, FIBERGLASS, 2", BELLED, ABCO P150. | 203RMPGTOA | "A" MODULE TRAPOUT TRAY PIPING AND VALVES. |  | SB3F1B3 | 1 | EA | 46.84
PETE | 5003645 | 10.535.628 | TEE, FIBERGLASS, 6", BELLED, ABCO P150. | 203RMPGTOA | "A" MODULE TRAPOUT TRAY PIPING AND VALVES. |  | SB3F1C3 | 3 | EA | 205.17
PETE | 6001002 | 10.535.641 | TRANSMITTER, PRESSURE, ROSEMOUNT 3051 COPLANER, GAGE, 0 TO 250 H2O, 4-20 Ma (ASSEMBLED W/MANIFOLD) | 203AHCNIB0 | UNIT 3 ASH BOTTOM INSTRUMENTS, CONTROLS AND DEVICES INCLUDES ALL BOTTOM ASH SYSTEM MEASURING, INDICATING, RECORDING OR CONTROLLING INSTRUMENTS. | 3051CG2A02A1AH2S6B1E5M5Q4DO (T'MITTER) | SB1KD6 | 1 | EA | 2826.72
PETE | 6006557 | 10.535.643 | TRANSMITTER, COPLANAR, GAGE PRESSURE, RANGE 0-300 PSI, 4-20 MA OUTPUT, HART PROTOCOL, ROSEMOUNT MODEL 2051CG, 24 VDC, W/ BRACKET FOR 2" PIPE MOUNTING. |  |  | 1151GP7E22B1 | 1FA1I37 | 2 | EA | 3057.98
PETE | 5002023 | 10.535.645 | TRANSMITTER, PRESSURE TRANSDUCER, 4-20mA OUTPUT, 13.7-30 PSIA, NEUNDORFER SLC500 MODEL, FOR POWER CONTROLS, USED ON PETE #3 TOP ASH SYSTEMS. | 203AHTA000 | UNIT 3 TOP ASH SYSTEM | 85500-021 | 2FA11D37 | 2 | EA | 900
PETE | 5013408 | 10.535.646 | TRANSMITTER, SPEED, USED ON BOOSTER FANS, PETE UNIT 4 FGD, DWG# C3138AA, S/N P208305. | 204RFBF001 | 4-1 BOOSTER FAN, WHEEL & BEARINGS *** CONFINED SPACE ENTRY *** SEE NOTES PAGE 6 *** | TT1530-40 | 1FA11E33 | 1 | EA | 1650
PETE | 5006964 | 10.535.648 | TRANSMITTER, TEMPERATURE, ISOLATED, PROGRAMMABLE, RTD/TC, OUTPUT 4-20MA, 10-42DC, HPP ENCLOSURE USED ON PETE CONTROL SYSTEMS. | 202BFCMC00 | UNIT 2 BOILER FUEL SYSTEM CONTROLS (PULVERIZERS): INCLUDES ALL PULVERIZER CONTROLS: SECOAL AND FEEDERS NOT INCLUDED: | TRY/PRG/4-20MA/10-42DC | 2FA23G11 | 0 | EA | 0
PETE | 5006851 | 10.535.650 | TRANSMITTER, PETE 4, ISOLATED THERMOCOUPLE 2-WIRE, FOR ROCHESTER INSTRUMENTS SYS, MODEL SC-2326W-X, RANGE 0-200 DEG C, OUTPUT 4-20MA, 12-80VDC, TYPE "E", MANUFACTURER PART NO = SC-2326W-XP. | 204RFBFM01 | UNIT 4 BOOSTER FAN MOTOR. (4-1) INCLUDES MOTOR AND CONTROLS. | SC-2326W-XP | 2FA19A13 | 2 | EA | 2000
PETE | 5601191 | 10.535.651 | TRANSMITTER, AC INPUT, 4-20 MA OUTPUT, TRANSPAK, ACTION INSTRUMENTS MODEL T761-0000. USED ON PETE 1 COMBUSTION CONTROLS. |  |  | T 761-0000 | 2FA17C23 | 2 | EA | 963.62
PETE | 5601190 | 10.535.652 | TRANSMITTER, DC INPUT, 4-20 MA OUTPUT, TRANSPAK, ACTION INSTRUMENTS MODEL T703-2000. USED ON PETE 1 COMBUSTION CONTROLS. |  |  | T 703-2000 | 2FA17C22 | 2 | EA | 800
PETE | 5301682 | 10.535.663 | TRIAC, Q4008L4, FOR ABB COMBUSTION ENG SCVS, MODEL SOOTBLOWER CONTROL PANEL, UNIT 3&4 MANUFACTURER PART NO = 82003-00020 |  |  |  | 2FA19G2 | 9 | EA | 24.3
PETE | 5607473 | 10.535.664 | TRAIC, (SC50E) C-V P/N 131310 FOR SOOT BLOWER CONTROL PANEL (TSDGC) C-V JOB #7330- 31396 PETE #3. |  |  | 131310 | 2FA15E13 | 1 | EA | 58.03
PETE | 4005205 | 10.535.670 | TRIP UNIT, 175A, 600V, 3-POLE, HIGH INTERRUPT, AB TYPE, TIME LIMIT, 40 DEG. THERMAL TRIP, TRIP AMPS 875-1750, FOR TYPE LB & HLB CIRCUIT BREAKER FRAMES, USED ON PETE #4 PRECIPITATORS. |  |  | HLB3175T | 2FA24D11 | 3 | EA | 1082.49
PETE | 5303195 | 10.535.689 | TUBE, BOILER, SEAMLESS, 2-1/2" OD X .282" MWT, SA-213, GRADE T-1, FOR PETE #3 & #4 BOILERS. |  |  | 2.500-282-213-T1 | SB3I1E1 | 17 | FT | 323
PETE | 5303199 | 10.535.690 | TUBE, BOILER, SEAMLESS, 2-3/4" OD X .300" MWT, SA-210, GRADE A-1, FOR PETE #3 & #4 BOILERS. |  |  | 2.750-300-210-A1 | SB3I1H2 | 27 | FT | 567
PETE | 5309229 | 10.535.713 | TUBE, SEAMLESS, SUPERHEATER, FINISHING, 2" OD X .400" MWT, SA-213, GRADE T22, FOR PETE #2 & #3 BOILERS. |  |  |  | SB3I2F2 | 48 | FT | 2270.61
PETE | 5702048 | 10.535.718 | TUBE, COMBINING, FOR 6" HYDROVEYOR EXHAUSTER (PD-1056-L) PER UC DWG. #4R-4701B, USED ON EWS #50 BOILER & HTP 1-4 ASH SYSTEMS & FOR 6" HYDROVEYOR (4-1601-15), USED ON PETE #3 ASH SYSTEM, PER UC PO 54674-4. | 203AHFAHE0 | ECONOMIZER HYDROVEYOR AND COMBINING TUBE. | 1601-16 | SB1RD3 | 5 | EA | 2409
PETE | 5309231 | 10.535.720 | TUBE, SEAMLESS, SUPERHEATER, FINISHING, 2" OD X .220" MWT, SA-213, GRADE TP347H, FOR PETE #2 & #3 BOILERS. |  |  | 2.000-220-347 | SB3I2E1 | 36 | FT | 1316.16
PETE | 5309218 | 10.535.722 | TUBE, STRAIGHT SEAMLESS, REHEATER, 2-1/8" OD X .150" MWT, SA-213, GRADE TP304H, FOR PETE #2 & #3 BOILERS. |  |  | 2.125-148-TP304H | SB3I2C1 | 83 | FT | 2399.53
PETE | 5309283 | 10.535.723 | TUBE, SEAMLESS, 2-1/2" OD X .165" MWT, SA-213, GRADE TP304H, FOR PETE #3 BOILER. |  |  | 2.500-165-TP304H | SB3J1H2 | 49 | FT | 1789.74
PETE | 5309255 | 10.535.727 | SEAMLESS TUBE, BOILER #3, 25/32 FT RANDOM LENGTH,ABB-CE SVCS, SA-210 GRADEA-1 , 2" OD X .240" MWT, MFR PART # SA-210-A1. |  |  | SA-210 | SB3I1F2 | 29 | FT | 161.53
PETE | 5309254 | 10.535.728 | TUBE, SEAMLESS, 2" OD X .260" MWT, SA-210, GRADE A1, FOR PETE #3 BOILER. |  |  | 2.000-260-210HF | SB3I1C1 | 20 | FT | 160.2
PETE | 5309266 | 10.535.730 | TUBE, SEAMLESS, 2-1/8" OD X .260" MWT, SA-213, GRADE T22, FOR PETE #3 BOILER. |  |  | 2.125-260-T22 | SB3I2H2 | 40 | FT | 955.2
PETE | 5309262 | 10.535.733 | TUBE, SEAMLESS, SUPERHEATER, 2-1/4" OD X .360" MWT, SA-213, GRADE T22, FOR PETE #3 BOILER. |  |  | 2.250-360-T22HF | SB3I1G1 | 32 | FT | 789.44
PETE | 6623501 | 10.535.744 | THERMOCOUPLE, OIL TANK, SEQ. #2007 & 2008 CAT. #U252E00640165, FOR PETE 3 TURBINE SER. #170X583. |  |  | U252E00640165 | 2FA12C11 | 1 | EA | 189
PETE | 6001924 | 10.535.761 | THERMOMETER, CAPILLARY DIAL TYPE, ASHCROFT #600-A-02-C12-B03-A1-L03-CE-XX SAKALA 0/120C 20/40 F TOTAL LENGTH A=596 PER VOITH DWG. 3.623- 9015 FOR BEARING 1 & 2 PT #MM0012983 USED ON VIBRATION MONITORS FOR 4-2 MOTOR DRIVEN BOILER |  |  | MM0012983 | 2FA21F33 | 1 | EA | 2809.75
PETE | 5004703 | 10.535.764 | THERMOMETER, BI-METAL, 5.0" DIAL, HERMETICALLY SEALED CASE, 6.0" ADJUSTABLE EVERY ANGLE STEM, 0/250 DEG F SCALE, 5" NPTM PROCESS CONNECTION FOR PETE 2 & 3. | 203RFBFLO1 | 3-1 BOOSTER FAN LUBE OIL SYSTEM | 50E160E 060-XC4 0/250 | 2FA1A25 | 1 | EA | 141.33
PETE | 5004704 | 10.535.769 | THERMOMETER, BI-METAL, 5.0" DIAL, HERMETICALLY SEALED CASE, 9.0" ADJUSTABLE EVERY ANGLE STEM, 0/250 DEG F & -20/120 DEG C DUAL SCALE, .5" NPTM PROCESS CONNECTION FOR PETE 2 & 3. | 203RFBFLO1 | 3-1 BOOSTER FAN LUBE OIL SYSTEM | 50E160E 090-XCS 0/250 | 2FA1A27 | 1 | EA | 82.75
PETE | 6626319 | 10.535.781 | THERMOSTAT, FIXED TEMPERATURE, PT #277A7714P010, FOR PETE #3 ALTERREX ASSOCIATED WITH TURBINE S/N 170X583. |  |  | 277A7714P010 | 2FA25E52 | 2 | EA | 316.66
PETE | 5005684 | 10.535.791 | THROATBUSH, PUMP, FOR PETE #4 SCRUBBER REAGENT FEED PUMPS & PETE #3 & #4 IUCS/CSI THICKNER UNDERFLOW & FILTER FEED PUMPS, WARMAN MODELS 6/4DAH & 6/4EAH. | 203RDUFP3B | P7-3B UNDERFLOW PUMP INCLUDES PUMP, MOTOR AND CONTROLS | E4083R55 | SB3B1A1 | 3 | EA | 2956.5
PETE | 5301087 | 10.535.804 | TIGHTENER, CHAIN, FOR COPES-VULCAN, MODEL MK-II SOOTBLOWER, UNIT PETE 3 MANUFACTURER PART NO = 31313 | 203BSSBL01 | L-1 LONG RETRACT T 30 MARK 2 | 31313 | 1FA3B3 | 1 | EA | 377.16
PETE | 5605207 | 10.535.807 | TIMER, 0-10 MIN, CYCL-FLEX, RESET, FOR EAGLE SIGNAL, MODEL UNIT 3/4, SYSTEM SEAL WATER, MANUFACTURER PART NO = HP54A6 |  |  |  | 2FA9D15 | 1 | EA | 166.24
PETE | 5002794 | 10.535.810 | TIMER, CYCLE, 13 POLE, 115V, 3/8:1 RATIO GEAR, 1 1/3 REVOLUTIONS PER MINUTE, CRAMER MODEL, PETE 4 SYSTEM PRECIPITATOR TOP ASH, MFG # = 540. | 204AHCNC00 | UNIT 4 ASH SYSTEM CONTROLS: INCLUDES ALL ASH SYSTEM COMMON CONTROLS: INSTRUMENTS NOT INCLUDED: | 13 POLE | 2FA8A26 | 1 | EA | 525
PETE | 5003050 | 10.535.812 | TIMER, MODEL-T43B1C9, INPUT-115V AC, OUTPUT-DPDT 10A, 28VDC 115V AC, 2 TO 300 SEC., 8 PIN PLUG TYPE KNOB ADJUSTABLE OFF DELAY, FOR THE PNEUMATIC CON- VEYING (DUCON) SYSTEM CONTROLS AT #3 SCRUBBER SLUDGE DISPOSAL AREA. (PCS-1 CONTROL SYS |  |  | T43B1C9 | 2FA15F43 | 3 | EA | 124.2
PETE | 6623672 | 10.535.813 | TIMER, SPARES, SEQ. #89MA, CAT. #U6014ADXP0003 FOR UNIT 4 TURBINE 170X755. |  |  |  | 2FA25F44 | 1 | EA | 157
PETE | 5301842 | 10.535.814 | TIMER, CSF 3 MIN, 120VOLTS AC, FOR COPES- VULCAN, MODEL RETRACTABLE, UNIT PETE 4 SOOTBLOWER. | 204BS00000 | UNIT 4 SOOTBLOWER SYSTEM | 040381 | 2FA19H11 | 2 | EA | 536.46
PETE | 5216637 | 10.535.816 | TIMER, TENOR, ON DELAY (0-60 MIN.), CAT #651-8-1000 FOR MODEL ARP 10-60-917, S/N 505462/463 DIAUTOMATIC FILTER SYS ON UNIT 4 CONDENSATE POLISHING SYS. |  |  | 651-8-1000 | 2FA23D4 | 1 | EA | 233.73
PETE | 5301841 | 10.535.819 | TIMER, CHRONOS ELECTRONIC, FOR COPES-VULCAN, MODEL WALL BLOWER, 120V/60 HZ, UNIT 3&4. | 203BSSBA01 | A-1 "A" ROW WALL SOOTBLOWER | CBA007019 | 2FA19I6 | 7 | EA | 1852.19
PETE | 5004256 | 10.535.822 | TIMER, AUTOMATIC, RANGE 0-240 MIN., 120V/60, ASSEMBLY W/ TIMER & MOUNTING ACCESSORIES, FOR PETE #3 SCRUBBER CONTROLS, ATC MODEL. | 203AHBD001 | 3-1 DEWATERING BIN, GATES AND SCREENS | 305E019A10PX & 305-265-65-00 | 2FA19I31 | 1 | EA | 365.25
PETE | 5004390 | 10.535.823 | TIMER, FLUSH H2O, ASSY, FOR ARMCO AUTOMETRICS, MODEL PETE 3/4, SYSTEM MONITOR MANUFACTURER PART NO = 220804/0, S/N 4069 | 203RPPSM00 | UNIT #3 BALLMILL PARTICLE SIZE MONITOR DENSITY AND GRIND SIZE DEVICE AND TRANSMITTER. | 600008-101 | 2FA16F39 | 1 | EA | 360.75
PETE | 5706454 | 10.535.824 | TIMER, PROGRAM PULSE, JET 10 OUTPUT, DUST CONTROL, FOR PETE #3 IUCS/CSI TRAIN FLYASH LOAD-OUT STATION, DCL MODEL #CFM330-1H14, JOB #J015716, S/N 20578004, TAG #M004. | 203RWTLS01 | UNIT 3 FLYASH SILO DCL TRAIN LOADOUT STATION | DCT1010 | 2FA6D1 | 1 | EA | 375
PETE | 6623670 | 10.535.826 | TIMER, SPARES, SEQ. #89M7, CAT. #U6014AGXP0002 FOR UNIT 4 TURBINE 170X755. |  |  | U6014AGXP0002 | 2FA25E47 | 1 | EA | 513
PETE | 5605189 | 10.535.830 | TIMER, VALVE, MULTIPULSE, FOR EAGLE SIGNAL, MODEL UNIT 3, SYSTEM SCRUBBER TRAPOUT TRAY MANUFACTURER PART NO = MP8A620MP5-60 |  |  | MP8A620MP5-60 | 2FA14C37 | 1 | EA | 124.53
PETE | 5304872 | 10.535.838 | TIP, BURNER, ADJUSTABLE NOZZLE, AIR, 309 SS, COMPARTMENTS #3 & #7, FOR PETE #3 ABB C-E SVCS. BOILER IGNITION SYSTEM. | 203BFCBA00 | A CORNER BURNERS, TILTS, LINKAGE, AND DRIVE UNIT | 965283-DD1-FA | SB1PD9 | 4 | EA | 11465.46
PETE | 5402063 | 10.535.840 | TIP, MOVABLE CONTACT FOR G.E. POWER CIRCUIT BREAKER 206B4913 ON PETE 3 & 4. |  |  | 288A389G2 | 2FA7F21 | 3 | EA | 175.5
PETE | 5711922 | 10.535.843 | REPAIR KIT, VALVE, QUICK EXHAUST, FOR PETE #3 & #4 FLYASH DIFFUSER GATE CYLINDERS, AS FURNISHED ON UC PO 54674-4. | 203AHFFA01 | A-1 PRECIP HOPPER AND NUVA FEEDER | 44368-7 | 1FA3F41 | 12 | EA | 313.08
PETE | 3914350 | 10.535.848 | KIT, REPAIR, FOR 120VDC SOLENOID VALVE ASCO, MODEL FT8316C15 MANUFACTURER PART NO = 103-203 |  |  | 103-203 | 1FA10E55 | 2 | EA | 99.94
PETE | 5603951 | 10.535.851 | KIT, REPAIR, PT #RV100X00C42 FOR FISHER VALVES 4DOV-129A-B UNIT 4 PETE. MANUFACTURER PART NO. = RV100X00C42 | 204AHV129A | 4DOV-129A, 4-1 ASH HOPPER PUMP RECIRC. VALVE. TO MAINTAIN MINIMUM FLOW THRU THE PUMP LOCATED AT THE ASH HOPPER PUMPS | RV100X00C42 | 2FA25D7 | 2 | EA | 240.22
PETE | 5603961 | 10.535.852 | KIT, REPAIR, PT #R98HX000032 FOR FISHER VALVE 4PCV-1 UNIT 4 PETE. MANUFACTURER PART NO. = R98HX000032 | 204BFVC001 | PCV-1, CONTROLS IGNITION OIL SYSTEM PRESS. | R98HX000032 | 2FA25B4 | 1 | EA | 434
PETE | 5711770 | 10.535.854 | KIT, REPAIR, FOR 1/2" NORGREN DIAPHRAGM VALVES, USED ON PETE #3 & #4 PRECIPITATOR HOPPERS & NUVA FEEDERS. | 203AHFFA01 | A-1 PRECIP HOPPER AND NUVA FEEDER | 1016-01 | 1FA3H18 | 9 | EA | 668.25
PETE | 6716992 | 10.535.856 | REPAIR KIT, YARWAY ARC VALVE, SERIES 9200, 10" 9212 CF8M300# RF SN: A80473 P/N 10026646, INCLUDING ITEM#'S 4/17/21 & 23 FROM DWG | 204AHSWVR1 | 4-1 ASH SLUICE PUMP RECIRC VALVE/CHECK. | 10026646 | SB1HD7 | 2 | EA | 65965.34
PETE | 5711060 | 10.535.877 | VALVE PACKING GLAND | 204AHVYG11 | AG-11 PRECIP TOP ASH FROM 4-2 SIDE PRECIPS | 191910-4-1 | 4FA5B2 | 2 | EA | 257.91
PETE | 5711005 | 10.535.884 | VALVE, 4", 300#, SS, MANUAL ISOLATION, | 204AHTKP01 | 4-1 PYRITE HOPPER AND CATEGORY'S OF THE HOPPER | 88A-74A-01 | SB1KC4 | 2 | EA | 3098.67
PETE | 5225236 | 10.535.909 | VALVE, BUTTERFLY, SOLENOID, 1/4", NPT, 4-WAY, 120/60 | 203AHFBS01 | 3-1 SILO FLUIDIZING BLOWER | JKF8551G401 | 2FA25D46 | 4 | EA | 653.51
PETE | 5711719 | 10.535.914 | VALVE, CHECK, BASIC DURABLA, 1" PIPE LINE, SYMBOL, B.S.S. 300# W.S.P. FOR PETE #3 & #4 TOP ASH SYSTEMS. | 203AHFFA01 | A-1 PRECIP HOPPER AND NUVA FEEDER |  | 1FA3B23 | 0 | EA | 0
PETE | 3908330 | 10.535.933 | VALVE, GATE, SIZE/CONN - 6" FLANGED, RATING - 300, MFR PART # = 33XUF, SA-216 GRADE WCB, ASME/ANSI B16.34. | 204AHEHWS0 | DOV-50 ECONOMIZER WATER SUPPLY LOCATED ABOVE 4-4 PULV. HA DUCT/MEZZ LEVEL | 33XUF | SB1MB11 | 1 | EA | 731.56
PETE | 3909001 | 10.535.935 | VALVE, GLOBE, 2" NPT, SS | 204RWVP06A | 106A FILTER VACUUM PUMP MCC 101 VACUUM PUMP VP-106A | 907 | 1FA10H38 | 2 | EA | 288.94
PETE | 3909359 | 10.535.938 | VALVE, GLOBE, SIZE/CONN- 1, RTNG/MATL- 800/ MANUFACTURER PART NO. = SW12141, SA-105, ASME/ANSI B16.34. | 204AHSWP01 | 4-1 ASH SLUICE PUMP | SW12141 | 1FA16H9 | 15 | EA | 2307.42
PETE | 5602030 | 10.535.961 | TRANSFORMER, CONTROL POWER, 120 VAC TO 24 VAC, 4 AMP, WITH T-LEADS, T-1, FOR PETE 2 & 4 CAMMS SYSTEM. | 204BFCM001 | 4-1 PULVERIZER *** CONFINED SPACE ENTRY *** *** FOR PYRITE SECTION ONLY - SEE NOTES PAGE 6 *** | 205-630-00 | 1FA2F1 | 1 | EA | 228
PETE | 5012731 | 10.535.964 | TRANSFORMER, CONTROL, 1000VA TYPE MTK, USED IN FREEDOM 2100 MCC, PETE SBS & PETE 2 & 3 BAGHOUSE MCC'S. | 203MCCFF3A | UNIT 3 BAGHOUSE, 480 VOLT MCC FF-3A, SEC.1/1200 AMP., SEC. 2/8-600 AMP., 65,000 AMP. SHORT CIRCUIT RATING. MAIN INCOMING FROM 480 VOLT SWGR. BUS FF3A, CUBICLE 4B | C1000K2A | 4FA2F1 | 0 | EA | 0
PETE | 5002755 | 10.535.967 | TRANSFORMER, CONTROL, TA-2-81216, 75VA, 460V PRIMARY, 115V SECONDARY. | 203ENPRCP1 | UNIT 3 PRECIPITATOR 3-1 (SOUTH) INCLUDES CONTROLS, TR SETS, VIBRATORS, RAPPERS, DOORS, LOCKS AND HIGH VOLTAGE BUSHINGS. ***** CONFINED SPACE/SAFETY SEE NOTES PAGE 6 ***** | 57455-L1 | 2FA6G3 | 1 | EA | 443
PETE | 5404950 | 10.535.969 | TRANSFORMER, CONTROL, SINGLE PHASE, 60HZ, 200VA, 460V PRIMARY / 120V SECONDARY, 55 DEG. C. RISE. | 204RE00000 | UNIT 4 SCRUBBER ELECTRICAL SYSTEM | 25204135010 | 2FA21B17 | 1 | EA | 113
PETE | 5002754 | 10.535.975 | TRANSFORMER, #85714-L1, CURRENT RATIO 200/0.1, FOR PRECIPITATOR CONTROL CABINET, UNIT 3. | 203ENPRCP1 | UNIT 3 PRECIPITATOR 3-1 (SOUTH) INCLUDES CONTROLS, TR SETS, VIBRATORS, RAPPERS, DOORS, LOCKS AND HIGH VOLTAGE BUSHINGS. ***** CONFINED SPACE/SAFETY SEE NOTES PAGE 6 ***** | 85714-L1 | 2FA6F3 | 1 | EA | 75
PETE | 5007324 | 10.535.976 | TRANSFORMER, CURRENT 600/5 BP060 PT #0144D2654G008 FOR SWITCHGEAR, 4160 VOLT MODEL #0315A1149-001 RC #190-2256 SEQ #11 PETE 4 SO2. |  |  | 0144D2654G008 | 4FA3H14 | 1 | EA | 419.73
PETE | 5007326 | 10.535.979 | TRANSFORMER, CURRENT GRD SENSOR PT #143500 FOR SWITCHGEAR, 4160 MODEL #0315A1149-001 RC #190-2256 SEQ #15 PETE 4 SO2. |  |  | 143500 | 4FA3I14 | 2 | EA | 916.46
PETE | 5004248 | 10.535.982 | TRANSFORMER, P/N 503-005 (240/480 TO 115V) FOR PETE 3/4 LIMESTONE SYS MAGNETIC SEPARATOR S/N A35689. |  |  | 503005 | 2FA19J13 | 1 | EA | 1403.92
PETE | 5012416 | 10.535.997 | TRANSFORMER/RECTIFIER, 96 KVA, RC #116414-C OIL-FILLED, TYPE "OA", 250 GAL. SINGLE PHASE, 60 CYCLE, 400V, 1500 MA, IMPEDANCE 8.5%, FULL LOAD CONTINUOUS SERVICE, W/ 45 DEG. C* TEMP RISE, LOWER FRONT MOUNT CONDUIT, MODEL #SIRT-680-90. | 203ENPRCP1 | UNIT 3 PRECIPITATOR 3-1 (SOUTH) INCLUDES CONTROLS, TR SETS, VIBRATORS, RAPPERS, DOORS, LOCKS AND HIGH VOLTAGE BUSHINGS. ***** CONFINED SPACE/SAFETY SEE NOTES PAGE 6 ***** | 307360-L | SB3B | 1 | EA | 22319
PETE | 5706865 | 10.536.008 | KIT, PRESSURE TRANSMITTER, 1/4" 16 BAR 6 FT & PLUG, USED ON PETE 3&4 FLYASH MIXER/UNLOADER. | 203AHFU031 | 3-1 ROTARY DUSTLESS UNLOADER | 91136171 | 2FA14G2 | 2 | EA | 818
PETE | 5003914 | 10.536.020 | TRANSMITTER, DIFF PRES, 0-3" H2O, 4-20 MADC OUT FISCHER & PORTER, MODEL F50DPF-1003DVVAEAA, UNIT 3 |  |  | ************************* | 2FA14C39 | 1 | EA | 1354.7
PETE | 5012768 | 10.536.029 | TRANSMITTER, PRESSURE, DPHARP GAUGE, 5/7 HART PROTOCOL, 4-20 MA, 0-14.5/0-290, PSIG ADJ RANGE, HASTELLOY "C" DIAGPHRAGM, 1/2" 316 SS NPT,LCD IND, EXPL PROOF, INTRINSICALLY SAFE, FOR FOSTER WHEELER P.J.F.F. (BAGHOUSE) PULSE AIR PRES TRANS. | 203BCOMP01 | UNIT 3 FABRIC FILTER COMPARTMENT #1, CONTAINS 34 ROWS OF 40 FILTER BAGS SUPPORTED ON WIRE CAGES, TOTAL OF 1360 BAGS. BAGS ARE 29.75' LONG, 5" DIAMETER. COMPARTMENTS ARE NUMBERED SO. TO NO., EAST TO WEST, S.E. IS #1, N.E.. IS #2. 2PI-FF-1801 DIFF.PRESS.GA | EJA530E-JBS4N-017EL/FU1/D1 | 2FA21D8 | 1 | EA | 2188
PETE | 5012767 | 10.536.030 | TRANSMITTER, PRESSURE, DPHARP GAUGE, 5/7 HART PROTOCOL, 4-20 MA, 0-1.45/0-29 PSIG ADJ RANGE, HASTELLOY "C" DIAGPHRAGM, 1/2" 316 SS NPT,LCD INDI, EXPL PROOF, INTRINSICALLY SAFE, FOSTER WHEELER P.J.F.F. (BAGHOUSE) INLET & OUTLET PRES TRANS | 203BCOMP01 | UNIT 3 FABRIC FILTER COMPARTMENT #1, CONTAINS 34 ROWS OF 40 FILTER BAGS SUPPORTED ON WIRE CAGES, TOTAL OF 1360 BAGS. BAGS ARE 29.75' LONG, 5" DIAMETER. COMPARTMENTS ARE NUMBERED SO. TO NO., EAST TO WEST, S.E. IS #1, N.E.. IS #2. 2PI-FF-1801 DIFF.PRESS.GA | EJA530E-JAS4N-017EL/FU1/D1 | 2FA21C6 | 1 | EA | 2188.74
PETE | 5003585 | 10.536.038 | TRANSMITTER, PRESSURE, RANGE 0-300 PSI, 4-20 mA OUTPUT, W/ DIGITAL SIGNAL BASED ON HART PROTOCOL, FOR PETE FD & PA FANS, PETE SCRUBBER CONTROLS & PETE RIVER COOLING WATER SYSTEMS. | 203AHFSP01 | 3-1 SILO DUSTLESS UNLOADER BOOSTER PUMP | 1151GP7E33M1-''DF'' | 2FA14D21 | 2 | EA | 4811.66
PETE | 6002797 | 10.536.039 | MOVEMENT, HELICAL PRESSURE, 0-500 #PSIG, PT #PB-AA. FOR FOXBORO PRESSURE TRANSMITTER #1492203B ECI, TYPE F, 60 HZ, 9 WATT, .4-2.0 MA. |  |  | PB-AA | 2FA17F30 | 2 | EA | 635.6
PETE | 5701136 | 10.536.054 | VALVE, CHECK, 2", USED ON THE NUVA FEEDER, PETE 2&3 BAGHOUSE. | 203BCOMP01 | UNIT 3 FABRIC FILTER COMPARTMENT #1, CONTAINS 34 ROWS OF 40 FILTER BAGS SUPPORTED ON WIRE CAGES, TOTAL OF 1360 BAGS. BAGS ARE 29.75' LONG, 5" DIAMETER. COMPARTMENTS ARE NUMBERED SO. TO NO., EAST TO WEST, S.E. IS #1, N.E.. IS #2. 2PI-FF-1801 DIFF.PRESS.GA | 190036-6 | 2FA11A35 | 1 | EA | 275
PETE | 5702666 | 10.536.055 | VALVE, CHECK, 2", STAINLESS STEEL, FOR PRESSURE & VACUUM RELIEF VALVE- FLAT TYPE WETASH DISCHARGE, USED ON EWS #7 & PETE #3 & #4 BOTTOM ASH SYSTEMS, UC DWG. 2-2003-1. | 203AHBHH0A | UNIT 3 (A) BOTTOM ASH HOPPER ***CONFINED SPACE ENTRY*** ***SEE NOTES PAGE 6*** | 190031-3 | 1FA3C27 | 4 | EA | 1708
PETE | 5701138 | 10.536.056 | VALVE, CHECK, 4", USED ON THE NUVA FEEDER, PETE 2&3 BAGHOUSE. | 203BCOMP01 | UNIT 3 FABRIC FILTER COMPARTMENT #1, CONTAINS 34 ROWS OF 40 FILTER BAGS SUPPORTED ON WIRE CAGES, TOTAL OF 1360 BAGS. BAGS ARE 29.75' LONG, 5" DIAMETER. COMPARTMENTS ARE NUMBERED SO. TO NO., EAST TO WEST, S.E. IS #1, N.E.. IS #2. 2PI-FF-1801 DIFF.PRESS.GA | 190036-7 | 2FA11A36 | 1 | EA | 341
PETE | 5721089 | 10.536.058 | VALVE, CHECK, 6", UCC PT #190238-1, DWG. 510-54674-19 FOR ASH HANDLING ON PETE 4 FLYASH SILO. | 203RWFAB00 | FLYASH BLOWER AND MOTOR (DUCON) | 190238-1 | 2FA25C6 | 1 | EA | 599.77
PETE | 5711763 | 10.536.063 | VALVE, CONTROL, 1" DIAPHRAGM 3 WAY, ON ASH HANDLING SYSTEM, PETE 3. |  |  | 2-1954-18 | 4FA54A3 | 9 | EA | 3187.62
PETE | 5003992 | 10.536.069 | VALVE, SELECTOR, 1/4" 5-WAY, W/O ACTUATOR FOR CONANT CONTROLS, MODEL 502600 ANALYZER, TYPE SO2, MFG # CH5TSL010. | 203RIFGDI0 | UNIT #3 FGD INSTRUMENTS(PH, FLOWS, TEMP, PRESS. VIBRATION, ETC. | CH5TSL010 | 2FA15C10 | 2 | EA | 1500
PETE | 5503885 | 10.536.070 | VALVE, SPEED CONTROL, FOR EXHAUSTER DISCHARGE VALVE, USED ON PETE #1 ABB C-E SVCS. COAL PULVERIZERS, S/N 63801-63805. | 203BFPG001 | 3-1 MILL MULTIPORT ASSEMBLY & DISCH VALVES | MP-9584 | 1FA6F45 | 2 | EA | 150
PETE | 5005913 | 10.536.072 | VALVE, CONTROL, 6", RKL, SERIES LAF, CAST IRON BODY, PURE GUM RUBBER SLEEVE COMPLETE W/R8 AIR-TO-OPEN/AIR-TO-CLOSE PNEUMATIC ACTUATOR. SIZING BASED ON 80-90 PSI WORKING PRES, 100 PSI AVAILABLE PLANT AIR, 150# ANSI FLANGE DRILLING, | 203RWVFFL1 | FL-1 VACUUM FILTER ***CONFINED SPACE ENTRY*** ***SEE NOTES PAGE 6*** | RKL 150# R-8 | SB1HF1 | 2 | EA | 13390.37
PETE | 5216611 | 10.536.073 | VALVE, W/ACTUATOR, CENTURY CONTROL VALVE, FOR HILLS-MCCANNA, MODEL 630-HRT, MANUFACTURER PART NO = 864-1-V1 | 244ILCV069 | CV-69 MIXED BED EXCHANGE UNIT MIX AIR INLE | 865-6-V1/0-HRT | 2FA8H2 | 2 | EA | 1312
PETE | 5706378 | 10.536.074 | VALVE, DIAPHRAGM, FOR PETE #3 & #4 IUCS/CSI FLYASH DAY TANK DUST COLLECTORS, FLEX-KLEEN MODEL 100-BVBC (IIG), SHOP ORDER #13-51-1882. | 203RWFADC0 | FLYASH DAYTANK DUST COLLECTOR | M14909 | 2FA15E50 | 1 | EA | 53.5
PETE | 5706457 | 10.536.078 | VALVE, DIAPHRAGM, DUST CONTROL, FOR PETE #3 IUCS/CSI TRAIN FLYASH LOAD-OUT STATION, DCL MODEL #CFM330-1H14, JOB #J015716, S/N 20578004, TAG #M004. | 203RWTLS01 | UNIT 3 FLYASH SILO DCL TRAIN LOADOUT STATION | FM-20 | 2FA6E18 | 2 | EA | 99
PETE | 5004383 | 10.536.079 | VALVE, DIAPHRAGM, FOR PARTICLE SIZE MONITOR ARMCO AUTOMETRICS, MODEL PSM400 MANUFACTURER PART NO = 380403B0 SER NO = 4069 | 203RPPSM00 | UNIT #3 BALLMILL PARTICLE SIZE MONITOR DENSITY AND GRIND SIZE DEVICE AND TRANSMITTER. | 380403B0 | 2FA16F38 | 1 | EA | 98.46
PETE | 6621077 | 10.536.083 | VALVE, DIRECTIONAL, VICKERS MODEL, FOR EHC SYSTEMS, USED ON PETE #2, #3 & #4 & EWS #7 G.E.TURBINES, S/N 170 X 350/ 583/ 755 & 457. |  |  | 012A24DC50 | 2FA2G23 | 2 | EA | 1724.95
PETE | 5601173 | 10.536.086 | VALVE, EQUALIZING, BODY-316 SS, USED ON PETE 3 & 4 PNEUMATIC INSTRUMENTATION. |  |  | M1HIS-4 | 2FA17A14 | 2 | EA | 631.82
PETE | 5004713 | 10.536.089 | VALVE, FOOT, WITH CAST IRON BODY, LEATHER SEAL, 2" NPTF CONNECTION FOR PETE 2 & 3. | 203RFBFLO1 | 3-1 BOOSTER FAN LUBE OIL SYSTEM | 473 | 2FA1D25 | 2 | EA | 104.18
PETE | 3908601 | 10.536.094 | VALVE, GATE, SIZE/CONN - 1/2 NPT, RATING - 800, BODY/TRIM- SA-105/SS, ASME/ANSI B16.34. | 204AHBAHA0 | UNIT 4 BOTTOM ASH SYSTEM A HOPPER AND ASSOCIATED EQUIPMENT | 12111 | 1FA10J19 | 8 | EA | 341.32
PETE | 3908027 | 10.536.096 | VALVE, GATE, 2 NPT, 125 LB, BRASS, MFG # CRANE 428 OR EQUAL. | 203AHASSTR | ASH SLUICE PUMPS SUCTION STRAINER | 428 | 1FA10K6 | 3 | EA | 305.52
PETE | 5006064 | 10.536.107 | GATE, VALVE, 30", 317LMN, FOR 30" CLARKSON KNIFE GATE VALVE, MODEL KGA302HMZQ, USED ON PETE #4 SCRUBBER ABSORBER FEED PUMPS. | 204RDVYA1A | A-1 ABSORBER FEED PUMP DISCHARGE VALVE FV-402A | 03902.12 | SB1JC6 | 1 | EA | 14996.93
PETE | 5013642 | 10.536.109 | 8" VALVE, GATE (ROVALVE), SS BODY YOKE, EPDM SEAT, W/MANUAL HANDWHEEL, USED AT UNIT 3 30 INLET DAMPER SEAL AIR ISO. | 203RGMID0A | FD30-A MODULE INLET DAMPER INCLUDES DRIVE UNIT, DAMPER, CHAIN AND ELECTRICAL CONTROLS. | KGV 080-PCS17D-MHX | SB1CD5 | 1 | EA | 2107
PETE | 5721020 | 10.536.125 | VALVE, KNIFE GATE, 8", 150W, ASSY., W./ AIR CYLINDER OPERATOR, PER UCC DWG. #5-1919-2 REV. AD, FOR PETE #4 BOTTOM ASH SYSTEMS. | 204AHTKSG4 | UNIT 4 PYRITE DISC. LINE TO BOTTOM ASH LINE ISOL VALVE. | 1956-188 | SB1BC3 | 1 | EA | 2627
PETE | 5721225 | 10.536.126 | VALVE, KNIFEGATE, 6", KEYSTONE MODEL F952, TRIM #170, W/ 316SS BODY, GATE, SEAT & MANUAL HANDWHEEL. (NOTE: " INSTALL IN REVERSE POSITION) | 203RPVF708 | FV 709-A MAKE-UP SLURRY SUCTION VALVE. TO P5-3A PUMP | V940-0600-10-A048000-B0100-D000 | SB1BE3 | 5 | EA | 6601.4
PETE | 5721024 | 10.536.131 | VALVE, KNIFEGATE, 12", COMPLETE, W/ AIR CYLINDER & 2 LIMIT SWITCHES, FOR PETE #4 ASH SYSTEM ECONOMIZERS, PER UC DWG. #5-1901-6. | 203AHFU031 | 3-1 ROTARY DUSTLESS UNLOADER | 190248-1 | SB1BE3 | 1 | EA | 6160
PETE | 5706903 | 10.536.135 | VALVE, KNIFE GATE, 4", NEWCON, DI BODY, 2205 GATE, AIR CYLINDER OPERTOR, SAFETY PIN, LSA6B SWITCHES, HT8344G072MO, 120VAC, HT COIL FAIL, CLOSED SOLENOID, USED ON PETE 4 GYPSUM FILTER FEED PUMPS DISCHARGE ISOLATION VALVES. | 272FFP4100 | FFP 44-01 FILTER FEED PUMP | 042205DIA | SB1KC2 | 1 | EA | 5992
PETE | 5711720 | 10.536.137 | VALVE, KNIFEGATE, 4", W/ AIR OPERATOR, LVC MODEL 93L, 150#, FULL LUG 304 SS BODY, SS GATE & SEAT, DUCTILE IRON YOKE & RETAINER, W/ TSLP PACKING, FOR PETE #1 BOTTOM ASH SYSTEM. | 203AHPGD00 | WET ASH DISCHARGE PIPING TO ASH POND AND DEWATERING BINS. | S20-040-AC4 | 4FA54B1 | 1 | EA | 962.7
PETE | 5721160 | 10.536.139 | VALVE, KNIFEGATE, 8", AIR CYLINDER OPERATED, FOR PETE #4 PYRITE TANK DISCHARGE VALVE & EWS #50 & #60 BOTTOM ASH SYSTEMS, UCC DWG. #5-1901-6, FIG. 800, W, D, CCGC6. | 204AHTKPH0 | UNIT 4 PYRITE HOLDING OR TRANSFER TANK. | KGL, 8, WI, SI, CM*CXPC6 | SB1BB3 | 0 | EA | 0
PETE | 5302560 | 10.536.142 | LANCETUBE ASSY, FOR PETE #1 IR WALL BLOWER #13, #20, & #40, PER C-B CONTRACT #Q-4720201. | 201BSSBR13 | IR-13 1ST ROW WALL SOOTBLOWER, 2ND FLOOR. 180 DEGREE BLOWER | CE-4720201-19 | SB5A4A5 | 1 | EA | 604.8
PETE | 5302563 | 10.536.143 | LANCETUBE ASSY, FOR PETE #1 IR WALL BLOWER #16 & #41, PER C-B CONTRACT #Q-4720201. | 201BSSBR16 | IR-16 2ND ROW WALL SOOTBLOWER, 5 1/2 FLOOR. | CE-4720201-22 | SB5A4A5 | 1 | EA | 653.81
PETE | 5302566 | 10.536.144 | LANCETUBE ASSY, FOR PETE #1 IR WALL BLOWER #4, #6, #8, #9, #10, #12, #17, #24, #31, #34, #42, #47, #48, #52, #53, & #54, PER C-B CONTRACT #Q-4720201. | 201BSSBR04 | IR-4 1ST ROW WALL SOOTBLOWER, 2ND FLOOR. 90 DEGREE BLOWER | CE-4720201-25 | SB5A4A5 | 1 | EA | 604.8
PETE | 5302569 | 10.536.145 | LANCETUBE ASSY, FOR PETE #1 IR WALL BLOWER #11, #14, #30, #32 & #49, PER C-B CONTRACT #Q-4720201. | 201BSSBR11 | IR-11 1ST ROW WALL SOOTBLOWER, 2ND FLOOR. 90 DEGREE BLOWER | CE-4720201-28 | SB5A4A5 | 1 | EA | 847.5
PETE | 5513177 | 10.536.153 | VENTURI, OUTLET, FOR PETE #3 & #4 ABB C-E SVCS. MODEL 903RP COAL PULVERIZERS, S/N 73831-73836. | 203BFCM001 | 3-1 PULVERIZER *** CONFINED SPACE ENTRY *** *** FOR PYRITE SECTION ONLY - SEE NOTES PAGE 6 *** | 94-618 | SB4FLOOR | 1 | EA | 3965.53
PETE | 5003109 | 10.536.159 | TUBE, CLUTCH, FOR PETE #3 & #4 SCRUBBER LIMESTONE BALL MILLS, AIRFLEX CLUTCH MODEL 42VC650. | 203RPBMC00 | BALL MILL CLUTCH M2-3 | 402830 | SB3E2C3 | 1 | EA | 6150
PETE | 5702874 | 10.536.160 | TUBE, COMBINING, FOR 8" JETPULSION PUMP, USED ON PETE #3 PRECIPITATOR HYDROVEYOR EXHAUSTER (5-1601-12), PER UC DWG. #510-54411-5E. | 203AHFAHP0 | PRECIP ASH HYDROVEYOR COMBINING TUBES AND NOZZLES | 0-1601-13 | SB1RD6 | 1 | EA | 770.33
PETE | 1704357 | 10.536.175 | TUBING, HEAT SHRINKABLE, FOR 500 MCM TO 1000 MCM, LENGTH-15". | 203AHRWP01 | 3-1 ASH SLUICE RETURN WATER PUMP |  | 2FA56B1 | 10 | EA | 175
PETE | 5003996 | 10.536.185 | TURNBUCKLE, 1-1/2" X 12", DROP FORGED STEEL, HEXAGON HEAD FORGED INTO BODY, EYE TO EYE TYPE. | 203RDTHR00 | THICKNER RAKE | 1031699 | SB3E2C2 | 9 | EA | 1921.05
PETE | 5006097 | 10.536.192 | UNION, FLARE, FOR VALVE CLARKSON VALVE, UNIT 4 PETE FGD MANUFACTURER PART NO = 2027-8-8S | 204RDVYC1A | C-1 ABSORBER FEED PUMP DISCHARGE VALVE FV402C | 2027-8-8S | 2FA19H28 | 6 | EA | 8.04
PETE | 5003686 | 10.536.210 | UNION, SINGLE LINE, FOR BALL MILL LUBE SYSTEM FARVAL, MODEL SINGLE LINE, USED SO2 BALL MILL MANUFACTURER PART NO = HA0808NJ | 203RPBMLO0 | BALL MILL LUBE SYSTEM M2-3 | HA0808NJ | 2FA14F42 | 13 | EA | 109.07
PETE | 5207526 | 10.536.214 | UNINTERRUPTIBLE POWER SYSTEM, UPS, POWER SUPPLY, 120 VAC INPUT/OUTPUT, 2 MINUTE BACK-UP TIME, DIN RAIL MOUNTING, RS232 COMMUNICATIONS PORT, 850V, 510 WATTS, 0.6 LOAD POWER FACTOR, 4-6 MS TRANSFER TIME FOR UNIT 4 COOLING TOWER. |  |  | SDU850A | 4FA56A7 | 1 | EA | 477.69
PETE | 5706072 | 10.536.215 | V-BELT (1 EACH = 3 BELTS) | 204RWDCS01 | IUCS/CSI ROTO-CLONE DUST COLLECTION SYSTEM FOR DUST COLLECTION OF CO-5A & CO-5B PUG MILL DUST COLLECTION ( NEW SYSTEM AT IUCS/CSI SEPT. 2018) | AEI-2434116 | 2FA5G6 | 1 | EA | 173.37
PETE | 5009264 | 10.536.216 | VACUUM PUMP, COMPLETE, 2BE460 VAC CI F62, F68 ANSI W/O WALL | 204RWCB06A | CO-6A RADIAL STACKING CONVEYOR. | L2BE46002BY4C005 | SB3 P | 1 | EA | 106215.15
PETE | 5701012 | 10.536.217 | VALVE, FLYASH INTAKE, PETE 2&3 BAGHOUSE. | 203BCOMP01 | UNIT 3 FABRIC FILTER COMPARTMENT #1, CONTAINS 34 ROWS OF 40 FILTER BAGS SUPPORTED ON WIRE CAGES, TOTAL OF 1360 BAGS. BAGS ARE 29.75' LONG, 5" DIAMETER. COMPARTMENTS ARE NUMBERED SO. TO NO., EAST TO WEST, S.E. IS #1, N.E.. IS #2. 2PI-FF-1801 DIFF.PRESS.GA | 1812-2-03040707000 | SB1KD4 | 1 | EA | 4256
PETE | 5711402 | 10.536.220 | FLAP, VALVE, ASSY., FOR PRESSURE & VACUUM RELIEF VALVES (2-2003-3), USED ON PETE #3 & #4 BOTTOM ASH SYSTEMS, PER UC PO 54674-4. | 203AHBHH0A | UNIT 3 (A) BOTTOM ASH HOPPER ***CONFINED SPACE ENTRY*** ***SEE NOTES PAGE 6*** | SK-2003-5 | 1FA3A14 | 2 | EA | 928
PETE | 5305494 | 10.536.223 | TRIFECTA OIL VALVE ASSEMBLY, 1/2", FM APPROVED DPDT, USED ON PETE 1,2,3,4. | 204BFOS000 | UNIT 4 BOILER IGNITION SYSTEM. | V00-6446 | SB5B | 1 | EA | 24010.16
PETE | 5003011 | 10.536.228 | VALVE ASSY, AMERICAN AIR FILTERS RCA3-8V4000-331 | 204RPCVDC4 | LIMESTONE SYSTEM DUST COLLECTION | 3-8V6000-331 | 2FA14A5 | 2 | ASY | 673
PETE | 3914247 | 10.536.234 | ASSEMBLY KIT, SOLENOID, PT #PS-5387, 120 V., 60 CY. SERIES GG20-25. USED ON PRECIPITATOR ASH AIR VALVES, UNIT #2. | 203AHFFA01 | A-1 PRECIP HOPPER AND NUVA FEEDER | PS-5387 | 1FA7E2 | 2 | EA | 95.88
PETE | 5701228 | 10.536.243 | VALVE, SOLENOID, 120 VAC, 1/4", 4-WAY, FOR PETE 2&3 BAGHOUSE FLYASH FILTER SEPARATOR BUTTERFLY VALVE. | 203BCOMP01 | UNIT 3 FABRIC FILTER COMPARTMENT #1, CONTAINS 34 ROWS OF 40 FILTER BAGS SUPPORTED ON WIRE CAGES, TOTAL OF 1360 BAGS. BAGS ARE 29.75' LONG, 5" DIAMETER. COMPARTMENTS ARE NUMBERED SO. TO NO., EAST TO WEST, S.E. IS #1, N.E.. IS #2. 2PI-FF-1801 DIFF.PRESS.GA | JKH8551G401MMS | 2FA11C29 | 2 | EA | 472.53
PETE | 3914819 | 10.536.248 | VALVE, SOLENOID RTNG/MATL- 120AC/16W, ORIFICE- 5/32, MFG- SKINNER A4LM2077. | 204RWVFFL1 | FL 101 VACUUM FILTER MCC 101 ROTARY VACUUM FILTER FL-101 ***CONFINED SPACE ENTRY***SEE NOTES PAGE 6*** | A4LM2077 | 1FA10E56 | 2 | EA | 197.4
PETE | 3914094 | 10.536.253 | VALVE, SOLENOID, SIZE PORTS- 1/8 VOLTS/AMPS- 120AC MFG- ASCO 8320B1MS. | 203RMCNI00 | SCRUBBER MODULE SYSTEM INSTRUMENTS AND DEVICES INCLUDES ALL SCRUBBER TOWER SYSTEM MEASURING, INDICATING, RECORDING OR CONTROLLING INSTRUMENTS. | 8320G1MS | 1FA10B27 | 4 | EA | 391.38
PETE | 3907017 | 10.536.261 | VALVE, CHECK, SIZE/CONN- 2, TYPE/RTNG- SWNG/125. | 203AHTKP01 | 3-1 PYRITE HOPPER AND CATEGORY'S OF THE HOPPER | 37 | 1FA10J28 | 6 | EA | 878.89
PETE | 5711215 | 10.536.271 | VALVE, DISC, 8", RIGHT HAND, FOR PETE #3 & #4 BOTTOM ASH PYRITE HOPPERS, PER UC PO 54674-4. | 203AHTKP01 | 3-1 PYRITE HOPPER AND CATEGORY'S OF THE HOPPER | 1908-401 | SB1BE9 | 3 | EA | 10328
PETE | 5008216 | 10.536.272 | VALVE, FILTER DRUM, 23-1/2", 316 SS, FOR PETE #4 IUCS/CSI VACUUM FILTERS, FL-101 & FL-102, DORR-OLIVER EIMCO S/N CSP0000252-1. | 204RWVFFL1 | FL 101 VACUUM FILTER MCC 101 ROTARY VACUUM FILTER FL-101 ***CONFINED SPACE ENTRY***SEE NOTES PAGE 6*** | 569928 | SB1MB7 | 1 | EA | 7448.5
PETE | 5702627 | 10.536.285 | SLIDE, VALVE, FOR 8" ASH SLUICE VALVE, TOTALLY ENCLOSED, UC DWG. #4-1905-154-C, USED ON EWS #7 & PETE #3 BOTTOM ASH SYSTEMS. | 203AHTKP00 | UNIT 3 PYRITE HOLDING TANK. NORTH OF 3-6 PULV. | 2-190517-1 (10-14-13) | 4FA53B2 | 3 | EA | 2983.05
PETE | 5305348 | 10.536.288 | WARM-UP OIL HEADER TRIP VALVE, JAMESBURY, USED ON PETE 3 BOILER IGNITION SYSTEM. | 203BFOS000 | UNIT 3 BOILER IGNITION SYSTEM | V00-9249 | 4FA54B8 | 2 | EA | 2396.5
PETE | 6405047 | 10.536.289 | VANE, AIR FLOW, ROTRON #476309 USED ON ROTRON FLOW SWITCH #2A-1000 ON PETE#3 & 4 EXCITER REGULATOR CABINETS. |  |  |  | 2FA12E43 | 4 | EA | 33.32
PETE | 5301110 | 10.536.298 | VENT, AIR, FOR RETRACTS COPES VULCAN INC, MODEL MK-IIE T-30, UNIT PETE 3. | 203BSSBL01 | L-1 LONG RETRACT T 30 MARK 2 | 013971 | 1FA3F3 | 8 | EA | 33.84
PETE | 5012889 | 10.536.303 | VIBRATOR, ERIEZ MODEL D55P HT (HIGH TEMPERATAURE), 480/3/60, SAFETY CHAIN; POWER CORD; STYLE 17, SERIAL# 270535-10. USED ON FOSTER WHEELER P.J.F.F. (BAGHOUSE) HOPPERS. | 203AHFFA08 | A-8 PRECIP HOPPER AND NUVA FEEDER | D55P HT | SB1HE8 | 5 | EA | 9163
PETE | 5012968 | 10.536.304 | VIBRATOR, PRECIPITATOR, 230V/1PH/60HZ, DUST TIGHT REQ'D, COIL VOLTAGE 230V @ 60 HZ. | 203AHFFA01 | A-1 PRECIP HOPPER AND NUVA FEEDER | D55P | SB1HE7 | 2 | EA | 5183.01
PETE | 5002746 | 10.536.307 | VOLTMETER, 0-600V 25-125CPS, FOR PRECIP CONTRL CAB RESEARCH-COTTRELL, USED3 MANUFACTURER PART NO = 85009-L3 | 203ENPRCP1 | UNIT 3 PRECIPITATOR 3-1 (SOUTH) INCLUDES CONTROLS, TR SETS, VIBRATORS, RAPPERS, DOORS, LOCKS AND HIGH VOLTAGE BUSHINGS. ***** CONFINED SPACE/SAFETY SEE NOTES PAGE 6 ***** | 85009-L3 | 2FA6E6 | 1 | EA | 198.95
PETE | 5002503 | 10.536.308 | VOLTMETER, AC, FOR PRECIPITATOR ENVIRONMENTAL ELEMENTS, USED 4 MANUFACTURER PART NO = WA42152 | 204ENPRCP1 | UNIT 4 PRECIPITATOR 4-1 (SOUTH) INCLUDES CONTROLS, TR SETS, VIBRATORS, RAPPERS, DOORS, LOCKS AND HIGH VOLTAGE BUSHINGS. *********CONFINED SPACE SEE NOTES PAGE 6********* | WA42152 | 2FA21E5 | 1 | EA | 92.91
PETE | 5009031 | 10.536.314 | WASHER, CLAMP, FOR PETE #3 & #4 IUCS/CSI THICKNER UNDERFLOW, PETE #1 & #2 SCRUBBER MILL SLURRY & PETE DEWATERING SECONDARY HYDROCLONE PUMPS, WARMAN PUMPS MODELS 064EAH RAAJ 5310 & 064EAH RAAQ 6211. | 204MSP405A | BALLMILL SLURRY PUMP | E011E62 | 2FA14E49 | 4 | EA | 100.04
PETE | 6501129 | 10.536.320 | WASHER, #62761 USED ON UNIT #3 TURBINE DRIVEN BOILER FEED PUMPS OIL PURIFIER. |  |  |  | 2FA12E58 | 1 | EA | 18.2
PETE | 5513800 | 10.536.321 | WASHER, (DOOR) S.E. PT #F155, USED ON VOLUMETRIC FEEDERS S.E. CO SHOP ORDER #S 5124-3-(1-6) UNIT #3 | 203BFCF001 | 3-1 COAL FEEDER ********SEE EQUIPMENT NOTES PAGE 6 ********** ***NUCLEAR DENSITY GAGE ATTACHED TO PIPING*** |  | 2FA15F21 | 18 | EA | 5.94
PETE | 5003904 | 10.536.324 | WASHER, 2-1/16 ID X 4 1/4"OD X 3/16 FOR SCRUBBER ANDCO POWER INDUSTRY PROD, UNIT 3 SO2 MANUFACTURER PART NO = PW-23 | 203RFBFDO1 | FD-20A, 3-1 BOOSTER FAN OUTLET DAMPER INCLUDES DRIVE UNIT, DAMPER, CHAIN AND CONTROLS *** CONFINED SPACE ENTRY *** *** SEE NOTES PAGE 6 *** | PW-23 | 2FA14F59 | 6 | EA | 12
PETE | 5706102 | 10.536.327 | WASHER, BEARING #28 DWG.# A-17477, FOR DEZURIK 3-WAY VALVEUSE PETE 3 MANUFACTURER'S PART NO 1017388 | 203RW00000 | UNIT 3 SCRUBBER WASTE SYSTEM (IUCS) |  | 2FA15E55 | 1 | EA | 15.29
PETE | 5003905 | 10.536.328 | WASHER, BELLVILLE, FOR SCRUBBER ANDCO POWER INDUSTRY PROD, UNIT 3 SO2 MANUFACTURER PART NO = BW-26 | 203RGMID0A | FD30-A MODULE INLET DAMPER INCLUDES DRIVE UNIT, DAMPER, CHAIN AND ELECTRICAL CONTROLS. | BW-26 | 2FA14F56 | 6 | EA | 60
PETE | 5007006 | 10.536.369 | VALVE, SOLENOID, MOD 6017 | 203ENVALVE | PARENT - ACTIVATED CARBON INJECTION SYSTEM VALVES. | 821CPM111CA152AD | 1FA10F64 | 2 | EA | 293.86
PETE | 5216610 | 10.536.376 | VALVE, W/ACTUATOR, CENTURY CONTROL VALVE, FOR HILLS-MCCANNA, MODEL ASV1, MANUFACTURER PART NO = 864-1-Y2 | 244ILCV069 | CV-69 MIXED BED EXCHANGE UNIT MIX AIR INLE | 864-1-Y2 | 2FA8H1 | 1 | EA | 237.1
PETE | 3907176 | 10.536.387 | VALVE, BALL, 2" NPT, 316SS, W/LOCKOUT HANDLE, 1500 PSI WOG, 150 PSI STEAM. | 203AHTKP01 | 3-1 PYRITE HOPPER AND CATEGORY'S OF THE HOPPER | 76-108-27 | 1FA10K20 | 10 | EA | 2629.65
PETE | 5001207 | 10.536.388 | VALVE, BALL, 3" (LESS OPERATOR), DI BODY, SS BALL & STEM, CLASS 150-CWP 275 #3 5166T-150 R2 V14, WORCESTER MODEL, FOR PALL INSTRUMENT AIR DRYER MODEL #626HA4-0000BSH, S/N 6H-N8008-1-2. | 272RCP1100 | RCP 121-1 ABS ABSORBER RECYCLE PUMP. | 5166T150 | 2FA8D10 | 1 | EA | 1223.27
PETE | 5001228 | 10.536.389 | VALVE, BALL, 1/4", FPT, BRONZE, RPTFE SEATS, CHROME PLATED BALL, W/ LOCKING HANDLE, 600# WOG, 150 SAT. STEAM, APOLLO 70 SERIES, FOR PETE #4 AIR DRYER, PALL MODEL T600DAH4, S/N 85-6H-J3591-11. | 202BAAH000 | UNIT 2 COMBUSTION AIR HEATERS SYSTEM. | 70-101-27 | 1FA10J33 | 4 | EA | 94.79
PETE | 5505707 | 10.536.394 | VALVE, BALL, 1-1/2", SERIES 75, PAD LOCKABLE, W/ INTEGRAL DRAIN, FOR PRIMARY SAMPLERS, USED ON PETE 3A, 3B, 8A & 8B COAL CONVEYORS, JOHN B. LONG PROJECT #92062. | 266CHCSS3A | 3A COAL CONV. SAMPLER **** SEE EQUIPMENT NOTES PAGE #6 **** * CUTTING & WELDING PERMIT REQUIRED * | 75-107-41 | 1FA10K21 | 3 | EA | 300.63
PETE | 5004339 | 10.536.416 | VALVE, BUTTERFLY, 2" LUG, 150 LB., BFV, 316 SS. | 203RMDWP3A | P2-3A DEMISTER WASH PUMP INCLUDES PUMP, MOTOR AND CONTROLS | BHP2,L1,S2,TC,S2-S2-FT-TT | 4FA56A2 | 1 | EA | 742
PETE | 5005961 | 10.536.417 | VALVE, BUTTERFLY, 3", HIGH PERFORMANCE, 316 SS FULL LUG SS BODY, 316 SS DISC, 17-4 SS SHAFT, REINFORCED TEFLON (RTFE), BARE STEM, FOR PETE #4 SCRUBBER DEMISTER WASH HEADERS. | 203RDVL400 | LCV 400-2 WASTE SLURRY SUMP LEV CONT (REC) | 41-030-066 | 4FA5C1 | 3 | EA | 2941.16
PETE | 5005891 | 10.536.418 | VALVE, BUTTERFLY, 4", C.I. FULL LUG BODY, W/ SS DISC & STEM, GUM RUBBER SEATS & 10 POS. HANDLE, FOR PETE #4 SCRUBBER QUENCHER DENSITY CONTROL & MAKE-UP WATER. | 204RMVCAMU | A QUENCHER MAKE-UP WATER FV302A | BFY-040-090-772-L | 4FA56B2 | 2 | EA | 422.59
PETE | 5009944 | 10.536.419 | VALVE, BUTTERFLY, 16", GRW WAFER SERIES, DI BODY, AB DISC, 431SS STEM, EPDM SEAT, BARE STEM FOR PETE 4 GYPSUM VACUUM PUMPS INLET VALVE. | 272FVP404A | FVP 44-04A DEWATERING UNIT #4 FILTER VACUUM PUMP A | GRW-16-D3E-A1-K-B0 | SB1HE4 | 2 | EA | 2656.02
PETE | 5003856 | 10.536.421 | VALVE, BUTTERFLY, 10", SS, W/ RUBBER LINING WAFER, FOR PETE #3 SCRUBBER DEMISTER WASH, RECLAIM WATER & WASTE SLURRY PUMPS & PETE #1 AIR ASH SEPARATORS. | 203RMVF210 | FV-210A DEMISTER WASH PUMP DISCHARGE VALVE. FOR P2-3-A DEMISTER WASH PUMP | 723-703-100-AR1-000 | SB3E2C2 | 1 | EA | 669
PETE | 5711935 | 10.536.423 | VALVE, BUTTERFLY, 3", 300#, WAFER STYLE, 316 SS BODY & DISC, 17-4SS STEM (BARE STEM), REINFORCED TEFLON (RTFE) SEAT, FOR PETE #2, #3 & #4 ASH HOPPER FLUSHING HEADERS. | 203AHPGSPD | ASH SLUICE PUMP DISCHARGE PIPING AND VALVES | HPBFV-030-803-667-TT-ST2-N | 4FA56A2 | 4 | EA | 3481.59
PETE | 5701135 | 10.536.429 | VALVE, BUTTERFLY, 6", WITH ACTUATOR, LIMIT SWITCH, SOLENOID VALVE, USED ON PETE 2&3 BAGHOUSE ASH SYSTEM FILTER SEPARATOR. | 203BCOMP01 | UNIT 3 FABRIC FILTER COMPARTMENT #1, CONTAINS 34 ROWS OF 40 FILTER BAGS SUPPORTED ON WIRE CAGES, TOTAL OF 1360 BAGS. BAGS ARE 29.75' LONG, 5" DIAMETER. COMPARTMENTS ARE NUMBERED SO. TO NO., EAST TO WEST, S.E. IS #1, N.E.. IS #2. 2PI-FF-1801 DIFF.PRESS.GA | 197052-2-2-0 | 4FA56A1 | 1 | EA | 969
PETE | 5711438 | 10.536.434 | VALVE, BUTTERFLY, 6", W/ CYLINDER (PNEUMATIC), FOR PETE #3 & #4 IUCS/CSI FLYASH SILO TELESCOPIC LOADING SPOUT. | 203AHBD001 | 3-1 DEWATERING BIN, GATES AND SCREENS | 4-1941-48 | SB1BC2 | 2 | EA | 8640
PETE | 5005892 | 10.536.435 | VALVE, HANDLEVER, 8"BUTTERFLY, 17-4 PH, SS RESEARCH COTTRELL INC, MODEL MOSITES MANUFACTURER PART NO = MV-1736 | 204RD00000 | UNIT 4 SCRUBBER DISPOSAL/WASTE SLURRY SYSTE | MV-1736 | SB3B1A3 | 1 | EA | 1404.48
PETE | 6625286 | 10.536.436 | VALVE, BYPASS, SEQ. #8005, CAT. #176C4988P0001, FOR TURBINE MAIN STOP VALVE 1 & 2, PETE #4 (170X755). (NOTE: THIS VALVE HAS THE 1" EARS) |  |  | 176C4988P0001 | 2FA25D30 | 2 | EA | 12222
PETE | 5004181 | 10.536.439 | VALVE, CHECK, FOR PETE #3 & #4 IUCS/CSI FLYASH ROTARY FEEDER. | 203RWFAB00 | FLYASH BLOWER AND MOTOR (DUCON) | K12HNP99 | 2FA19J30 | 1 | EA | 235
PETE | 5301797 | 10.536.447 | WHEEL, FOR COPES VULCAN INC, SOOTBLOWER, UNIT 3 & 4. | 203BSSBA01 | A-1 "A" ROW WALL SOOTBLOWER | 031206 | 2FA19D15 | 4 | EA | 172.24
PETE | 6621161 | 10.536.448 | WHEEL, ANTI-BACKLASH, #Q-13-13, USED ON LOAD SET REFERENCE MOTOR. PETE #2 TURBINE CONTROLS. | 202TCEHC00 | UNIT 2 ELECTRO HYDRALIC CONTROL SYSTEM (EHC) |  | 2FA2F43 | 3 | EA | 128.67
PETE | 5003937 | 10.536.450 | WHEEL, FAN, FOR CINCINNATI FAN MODEL HPF-7, S/N 865535, FOR UNIT #3 SCRUBBER SEAL AIR BLOWER ON 30 SERIES DAMPERS | 203RGMIB0A | F30-3-A SEAL AIR BLOWER INCLUDES BLOWER HOUSING, BLOWER WHEEL, MOTOR, DUCT WORK AND ELECTRICAL CONTROLS. | HPF-7 | SB3C2A7 | 2 | EA | 1304
PETE | 5003317 | 10.536.451 | WHEEL, FOR FD-20A/B DAMPERS, MODEL 2210A BLOWER, TYPE PETE 3 | 203RFBFBO1 | F20-3-A SEAL AIR BLOWER FOR 3-1 BOOSTER FAN OUTLET DAMPER FD-20A | 2210A | 2FA14G12 | 2 | EA | 1379.26
PETE | 5012947 | 10.536.456 | WHEEL,BLOWER, STEEL, SIZE 44 HPBC, WIDTH 83%, USED ON PETE 3 BAGHOUSE BYPASS DAMPER SEAL AIR BLOWER. BLR TAG 2014-004066, GRP 2/SIZE 44 HPBC, FOR NYB HPBC SIZE 44 BC ARR-8 CCW ROTATION UB DISCH FLANGED 83% WIDTH. | 203BA4600C | 3BA4600C - UNIT 3 FABRIC FILTER BYPASS DAMPER SEAL AIR BLOWER AND MOTOR. 3BA4700Y - SEAL AIR BLOWER DAMPER, EFFOX, 36" ROUND. 3SV-BA-4700C - CLOSE SOLENOID 3SV-BA-4700O - OPEN SOLENOID 3ZS-BA-4700C - CLOSE LIMIT SW. 3ZS-BA-4700O - OPEN LIMIT SW. |  | SB1IA5 | 1 | EA | 6241
PETE | 5702916 | 10.536.481 | GLASS, WINDOW, FOR PRESSURIZED POKE HOLE (3-2715-11) & 4" OBSERVATION WINDOW (SK-2710-12), USED ON EWS #7 & PETE #2, #3 & #4 ASH HOPPER DOORS, (2-2038-18), UC DWG. #527-54411-1-E & 2-E. | 203AHA0000 | UNIT 3 BOTTOM ASH TANK | SK-45603 (3-10-09) | 1FA3D15 | 2 | EA | 367.18
PETE | 5206399 | 10.536.485 | WIPER, FOR ALKON AIR CYLINDER SERIES D, MODEL 96-6 E 0 6, 3 1/2" CYLINDER BORE, 1" SHAFT, ON REACTI- VATOR OUTLET VALVE, #1 & 2 REACTIVATOR. | 203AHTA000 | UNIT 3 TOP ASH SYSTEM |  | 2FA18F36 | 4 | EA | 1.64
PETE | 5711389 | 10.536.489 | WIPER, ROD FOR 10" X 25 1/2" CYL (2-4301-14) AS FURNISHED ON UC PO 54674-4 FOR ASH HANDLING SYS PETE 3. | 203AHBD001 | 3-1 DEWATERING BIN, GATES AND SCREENS | 43068 | 1FA3F23 | 18 | EA | 284.22
PETE | 5305464 | 10.536.518 | WIRE, IFM, SIGNAL USED ON ALL PETE UNITS OIL IGNITION I.F.M.'S. | 204BFOS000 | UNIT 4 BOILER IGNITION SYSTEM. |  | 2FA25G37 | 10 | FT | 16
PETE | 5721576 | 10.536.542 | VALVE, KNIFEGATE, 8", MODEL 150W, FOR PETE #1 BOTTOM ASH SYSTEMS. | 204AHTKSG4 | UNIT 4 PYRITE DISC. LINE TO BOTTOM ASH LINE ISOL VALVE. | 1919-1-08C11111 | SB1BD2 | 1 | EA | 4187.48
PETE | 5005951 | 10.536.545 | VALVE, NEEDLE, 1/2", SW, FOR PETE #4 SCRUBBER. |  |  | 675-SWE | 4FA2E34 | 1 | EA | 78
PETE | 5005910 | 10.536.551 | VALVE, PINCH, 6", LHW MANUAL OPERATED, W/ CI BODY, GUM RUBBER SLEEVE, 150# FLANGE DRILLING, RKL SERIES, FOR PETE #3 THICKENER UNDERFLOW SYSTEM. | 203RDUFP3A | P7-3A UNDERFLOW PUMP INCLUDES PUMP, MOTOR AND CONTROLS | RKL SERIES | SB1JC7 | 1 | EA | 4208.28
PETE | 5004343 | 10.536.552 | VALVE, PLUG, DEZURIK, 0600, FIG. 118F6RS26ANG FOR PETE #3 & 4 DEWATERING BINS DRAINS, PETE. GEN. STA. MANUFACTURER PART NO. = 118F6RS26ANG |  |  | 118F6RS26ANG | SB3C1B7 | 2 | EA | 1267
PETE | 5004342 | 10.536.557 | VALVE, PLUG, 8" DEZURIK , FOR PETE #3 & #4 IUCS/CSI THICKNER & DEWATERING BIN DRAINS. | 204AHVD105 | DOV 105 UPPER DEWATERING VALVE FOR 4-1 BIN | 118F6R526ANG | SB1NB2 | 1 | EA | 1220
PETE | 5305997 | 10.536.558 | VALVE, BURNER, 1/4" TANDEM VALVE WITH PNEUMATIC ACTUATOR AND LIMIT SWITCHES, E.V. UNIT 6 IGNITOR. | 204BFOS000 | UNIT 4 BOILER IGNITION SYSTEM. | C41-05091 | 2FA11C11 | 1 | EA | 1678
PETE | 5005426 | 10.536.559 | VALVE, POPPET, FOR LIMESTONE PREP LUBRICATING PUMP RESEARCH COTTRELL INC, MODEL 203-869E MANUFACTURER PART NO = 170-709 | 204RPBMLO0 | BALL MILL LUBE SYSTEM | 170-709 | 4FA4E8 | 5 | EA | 20.5
PETE | 5203751 | 10.536.565 | VALVE, RELIEF, 2", SET PRESSURE: 385 PSIG, 1982C-1, 9621 SCFM, USED ON PETE 3&4 SOOTBLOWING AIR RECEIVER TANKS. | 203BSACTKA | 3A SOOT BLOWING AIR RECEIVER TANK *** CONFINED SPACE ENTRY *** *** SEE NOTES *** | 1982C-3-CC-MS-31-SC-SC-GS | 4FA5H4 | 1 | EA | 6498
PETE | 5015278 | 10.536.570 | BACK PRESSURE VALVE, 1/2" G SERIES 316 SS, 250 PSI SPRING, USED ON UNIT 1 CALCIUM BROMIDE SYSTEM. | 203CABBPVA | CALCIUM BROMIDE PUMP "A" BACK PRESSURE VALVE. SET AT 50 PSI. | BPM-050-S2 | 1FA1A37 | 1 | EA | 471.47
PETE | 3906122 | 10.536.575 | VALVE, RELIEF, SET/RANGE- 330, SIZE- .75 NPT X 1 NPT FOR UNIT 3 IGNITION OIL. | 203BFPGIO0 | IGNITION OIL PIPING AND VALVES | 961101FFA | 1FA16G5 | 1 | EA | 646.67
PETE | 3906121 | 10.536.576 | VALVE, RELIEF, SET/RANGE- 220, SIZE- 1.5 X2.5 FLANGE FOR UNIT 3 WARMUP OIL SYSTEM. | 203BFPGWO0 | WARM-UP OIL PUMP PIPING AND VALVES | 58837 | 1FA16I1 | 1 | EA | 3952
PETE | 5706487 | 10.536.596 | VALVE, SOLENOID, FOR PETE #3 IUCS/CSI FLYASH SILO BAGHOUSE, UCC CONTRACT #X-M01. | 203AHFSDC0 | UNIT 3 FLYASH SILO DUST COLLECTOR *** CONFINED SPACE ENTRY *** | 906629 | 2FA6E10 | 3 | EA | 348
PETE | 5305493 | 10.536.600 | SOLENOID VALVE USED ON PETE 1,2,3,4 TRIFECTA VALVE BOILER IGNITION SYSTEM. | 203BFOS000 | UNIT 3 BOILER IGNITION SYSTEM | VPCV-57A-E110 | 2FA25H26 | 2 | EA | 1764
PETE | 3914824 | 10.536.610 | VALVE, SOLENOID, VOLTS/AMPS- 120AC MANUFACTURER PART NO. = 8347A7 | 203CS4522A | COV-452-2A (V VALVE) POWDEX VESSEL 3-2 VENT VALVE. FAST VENT | 8347A7 | 1FA10D59 | 3 | EA | 95156.36
PETE | 5009945 | 10.536.611 | VALVE, SOLENOID, 4-WAY, 791L, NEMA 4 WITH 120VAC COIL USED ON PETE 4 GYPSUM VACUUM PUMP INLET VALVES. | 272FVP404A | FVP 44-04A DEWATERING UNIT #4 FILTER VACUUM PUMP A | 791L-412-C4AA-00 | 2FA17A12 | 1 | EA | 105
PETE | 5503895 | 10.536.625 | VALVE, SOLENOID, MAIN AIR, 3-WAY, 1/2" NPT, 24 VAC COIL, FOR CAMM SYSTEM, SV2 , USED ON PETE 2&4 ABB C-E SVCS. COAL PULVERIZER PRIMARY AIR FLOW DUCTS. | 204BFCM001 | 4-1 PULVERIZER *** CONFINED SPACE ENTRY *** *** FOR PYRITE SECTION ONLY - SEE NOTES PAGE 6 *** | VSG-3521-U-253-A024 | 1FA13D4 | 2 | EA | 1584.26
PETE | 5004229 | 10.536.626 | VALVE, SOLENOID, FOR FILTER BAG SYSTEM, USED ON PETE #4 FLYASH SILO, FLEX-KLEEN MODEL PR9010HN10. |  |  | PS8262C2 ??? | 2FA19E41 | 4 | EA | 192
PETE | 5012899 | 10.536.634 | VALVE, PULSE, 120 VAC, USED ON FOSTER WHEELER P.J.F.F. (BAGHOUSE) FILTER CLEANING SOLENOIDS. | 203BCOMP01 | UNIT 3 FABRIC FILTER COMPARTMENT #1, CONTAINS 34 ROWS OF 40 FILTER BAGS SUPPORTED ON WIRE CAGES, TOTAL OF 1360 BAGS. BAGS ARE 29.75' LONG, 5" DIAMETER. COMPARTMENTS ARE NUMBERED SO. TO NO., EAST TO WEST, S.E. IS #1, N.E.. IS #2. 2PI-FF-1801 DIFF.PRESS.GA | TS075NPLLST20INL043 | SB1IA7 | 90 | EA | 34393.35
PETE | 5004382 | 10.536.635 | VALVE, SOLENOID, FOR PARTICLE SIZE MONITOR ARMCO AUTOMETRICS, MODEL PSM400MANUFACTURER PART NO = 380401B08320A91 SER NO = 4069 | 203RPPSM00 | UNIT #3 BALLMILL PARTICLE SIZE MONITOR DENSITY AND GRIND SIZE DEVICE AND TRANSMITTER. | 380401B08320A91 | 2FA16F39 | 2 | EA | 165
PETE | 3914855 | 10.536.637 | VALVE, SOLENOID, SIZE PORTS- .75, RTNG/MATL- 120DC DESC- TYP 3 ENCL MANUFACTURER PART NO. = 8210G26 | 203AHBGG0B | UNIT 3 (B) BOTTOM ASH HOPPER GRINDER | 8210G26 | 1FA10D49 | 1 | EA | 228.94
PETE | 5701218 | 10.536.640 | VALVE, SOLENOID, 120 VAC, 1/2", 2-WAY, FOR PETE 2&3 BAGHOUSE FLYASH FILTER SEPARATOR FLUIDIZER. | 203BCOMP01 | UNIT 3 FABRIC FILTER COMPARTMENT #1, CONTAINS 34 ROWS OF 40 FILTER BAGS SUPPORTED ON WIRE CAGES, TOTAL OF 1360 BAGS. BAGS ARE 29.75' LONG, 5" DIAMETER. COMPARTMENTS ARE NUMBERED SO. TO NO., EAST TO WEST, S.E. IS #1, N.E.. IS #2. 2PI-FF-1801 DIFF.PRESS.GA | JKH8210G094MO | 1FA7B17 | 1 | EA | 259.81
PETE | 5610162 | 10.536.653 | WASHER, SPACER, PT #25891 REF. #49, FOR EUCLID ELECT. & MFG. CO. CENTRIFUGAL SWITCH - CAT #2210, USED ON COAL CONVEYOR. |  |  |  | 2FA1E35 | 31 | EA | 21.08
PETE | 5301219 | 10.536.654 | WASHER, SPECIAL | 204BSSBL11 | L-11 ECONOMIZER RETRACTABLE BLOWER | BE-1177 | 1FA8E47 | 3 | EA | 7.32
PETE | 5721676 | 10.536.655 | WASHER, SPHERICAL JOINT RETAINER PLAIN, .31", SAE, CS/ZP (TAKES 3 PER DISC) | 203AHFFA01 | A-1 PRECIP HOPPER AND NUVA FEEDER | 46255-5 | 2FA11F21 | 5 | EA | 5.5
PETE | 5003025 | 10.536.658 | WASHER, LOCK, BEARING, FOR PETE #3 SCRUBBER RECYCLE PUMPS, 18 X 16 X 35, GARDNER-DENVER MODEL SRL-C, FRAME 6, S/N 01-166483. | 203RMRCPA1 | RECYCLE PUMP P1-3-A1 | 524231 | 4FA57A4 | 2 | EA | 15.5
PETE | 5504281 | 10.536.682 | WASHER, LOCK, FOR COLD AIR DAMPER DRIVE UNITS, L & N MODEL #10260, USED ON PETE ABB C-E SVCS. COAL PULVERIZERS. | 203BFCM001 | 3-1 PULVERIZER *** CONFINED SPACE ENTRY *** *** FOR PYRITE SECTION ONLY - SEE NOTES PAGE 6 *** | 1568 | 2FA21E24 | 4 | EA | 2.12
PETE | 5711862 | 10.536.691 | WASHER, PACKING GLAND, #SK-463015 FOR 33" X 30" EXCEN-CRUSHER, USED ON BOTTOM ASH SYSTEM, UNIT #2. | 203AHBGG0A | UNIT 3 (A) BOTTOM ASH HOPPER GRINDER | SK-9620 | 1FA7A6 | 16 | EA | 510.08
PETE | 5013418 | 10.536.706 | WASHER, SPECIAL, SWIVEL PIN, USED ON BOOSTER FANS, PETE UNIT 4 FGD, VLV DAMPER COMPONENT, DWG# P208305-D30-400001, S/N P208305. |  |  | D30-400001.17 | 1FA11E31 | 6 | EA | 54
PETE | 6716796 | 10.536.720 | WASHER, IMPELLER, FOR 4 X 6 X 11H PUMP GOULDS PUMPS, MODEL 402493 MANUFACTURER PART NO = A00027B-3-2229 SER NO = 402493 |  |  | A00027B-3-2229 | 2FA13E44 | 2 | EA | 82.42
PETE | 5003036 | 10.536.723 | WASHER, PUMP, ITEM 47, FOR PETE #3 SCRUBBER RECYCLE PUMPS, DENVER MODEL SRL-C, SIZE 18 X 16 X 35, S/N 01-166483. | 203RMRCPA1 | RECYCLE PUMP P1-3-A1 | 543089 | 2FA15E27 | 100 | EA | 434.06
PETE | 5706881 | 10.536.729 | WASHER, IMPELLER, TEFLON, USED ON PETE 4 GYPSUM SUMP PUMPS. | 204LSP441A | LIMESTONE AREA SUMP 2 PUMP A (& MOTOR) | 25030 | 2FA6E13 | 1 | EA | 22.25
PETE | 5503954 | 10.536.730 | WASHER, TRUNNION BUSHING, FREE END, FOR EWS #7 & PETE #2 ABB C-E SVCS. COAL PULVERIZERS, MODELS 803RS & 823RPS, S/N 69804-69808 & 66810-66814, ITEM #35, DWG. #D-74234-1. | 202BFCM001 | 2-1 PULVERIZER *** CONFINED SPACE ENTRY *** *** FOR PYRITE SECTION ONLY | 80-179 | 1FA12B3 | 3 | EA | 129
PETE | 5711528 | 10.536.736 | WEDGE, 12", PATT. #12D1-2, PIPE CONN USED ON UNITED CONVEYOR CORP. ASH CONVEYOR LINES REF. PO 54674-4, PETE #3. |  |  |  | SB1RE7 | 1 | EA | 91.52
PETE | 5711946 | 10.536.738 | WEDGE, SEATING 316 SS, FOR UC 24" X 24" SLUICE GATE, DWG. #5-2001-82/83, USED ON BOTTOM ASH SYS. UNIT 3. | 203AHBD001 | 3-1 DEWATERING BIN, GATES AND SCREENS | SK-20101-1 | 1FA3E55 | 11 | EA | 470.8
PETE | 5301240 | 10.536.745 | WORM, LH STD,70 SEC PRE REV,ITEM 25 FOR COPES-VULCAN, MODEL MK-IIE,UNIT 3 WALL BLOWER MANUFACTURER PART NO = V-4113 | 203BSSBL01 | L-1 LONG RETRACT T 30 MARK 2 | V-4113 | 1FA3F12 | 3 | EA | 88.71
PETE | 5004689 | 10.536.760 | KGA 6 CLEVIS YOKE, USED ON 6" KGA CLARKSON VALVE. | 203RWVFFL1 | FL-1 VACUUM FILTER ***CONFINED SPACE ENTRY*** ***SEE NOTES PAGE 6*** | 11027930 | 2FA1F36 | 3 | EA | 292.5
PETE | 5301615 | 10.536.761 | YOKE, CHAIN, ITEM 44 FOR REPAIRING TRAVELING CARRIAGE ON COPES-VULCAN,T-30,UNIT 3 SOOTBLOWER MANUFACTURER PART NO = 80428 | 203BSSBL01 | L-1 LONG RETRACT T 30 MARK 2 | 80428 | 2FA19B1 | 2 | EA | 138.56
PETE | 5005622 | 10.570.695 | INSERT, FRAME PLATE LINER, HIGH CHROME, FOR PETE #4 SCRUBBER QUENCHER & ABSORBER FEED PUMPS, 18 X 20 X 38, WARMAN MODEL 450STL. | 204RMQFPA1 | P-402A-1 QUENCHER PUMP | F-0622-016 | SB1MA8 | 6 | EA | 43488.27
PETE | 6407454 | 10.509.691 | MOTOR, SIEMENS, 400 H.P., 720 RPM, 4000 V., 708 S FRAME, TEFC ENCLOSURE; ROTOR-COPPER; BEARING-SLEEVE; PHASE 3, 60 HZ, FOR "B" SYSTEM COAL CRUSHER. | 266CBCC1BM | COAL CRUSHER MOTOR. (1-B) **** SEE EQUIPMENT NOTES PAGE 6 **** *CUTTING AND WELDING PERMIT REQUIRED* |  | SB3IFLOOR | 1 | EA | 96045
PETE | 5711178 | 10.505.039 | ROLLER, IDLER, PICKING TYPE, W/ 7" DIA. STEEL ROLLS, FOR PETE COAL HANDLING 54" CONVEYOR BELTS, 12A & 12B. | 266CA12ACB | 12A COAL CONVEYOR BELT **** SEE EQUIPMENT NOTES PAGE 6 **** *CUTTING AND WELDING PERMIT REQUIRED* | E4705S-54 | SB3D1D1 | 2 | EA | 1883.74
PETE | 5711188 | 10.518.452 | IDLER, RETURN, 54" WIDE, W/ 6" DIA. STEEL ROLLS, FOR PETE 2A, 3A, 5A & 6A COAL CONVEYORS, "DO NOT SUBSTITUTE". | 266CA02ACB | 2A COAL CONVEYOR BELT *** SEE EQUIPMENT NOTES PAGE #6 *** * CUTTING & WELDING PERMIT REQUIRED * | D3617S-54 | SB3E1C2 | 0 | EA | 0
PETE | 5704290 | 10.530.741 | IDLER, RETURN GUIDE ROLLER, W/ 6" STEEL ROLLS, FOR PETE 54" COAL CONVEYORS. "DO NOT SUBSTITUTE" | 266CA02ACB | 2A COAL CONVEYOR BELT *** SEE EQUIPMENT NOTES PAGE #6 *** * CUTTING & WELDING PERMIT REQUIRED * | D3620S-54 | SB3E1D1 | 2 | EA | 1846.61
PETE | 5704535 | 10.500.676 | RUBBER BLOCKS, MARTIN TRACK-MOUNT SKIRTBOARD, FOR COAL CONVEYORS SKIRTBOARD SEALING SYS TO PREVENT COAL SPILLAGE. | 266CA02ACB | 2A COAL CONVEYOR BELT *** SEE EQUIPMENT NOTES PAGE #6 *** * CUTTING & WELDING PERMIT REQUIRED * | 25553 | SB1DD2 | 289 | EA | 4655.79
PETE | 5505083 | 10.505.051 | SCREEN, PLATE, 5/8" HOLES, FOR COAL SAMPLE SYSTEM, USED ON PETE COAL CONVEYORS 3A, 3B, 8A & 8B & EWS COAL CONVEYOR 804. | 266CHCSS3A | 3A COAL CONV. SAMPLER **** SEE EQUIPMENT NOTES PAGE #6 **** * CUTTING & WELDING PERMIT REQUIRED * | 2205-0020 | SB3B2B1 | 4 | EA | 1464.56
PETE | 5505709 | 10.516.529 | FELT, KIT, 1/4" X 3 FT. X 3 FT., FOR COAL SAMPLER MILL (D-2205-0001), USED ON PETE COAL CONVEYORS, J.B. LONG PROJECT #92062. | 266CHCSS3A | 3A COAL CONV. SAMPLER **** SEE EQUIPMENT NOTES PAGE #6 **** * CUTTING & WELDING PERMIT REQUIRED * | 2207-0126B (12-28-11) | 1FA2G3 | 2 | EA | 52.64
PETE | 5704287 | 10.509.266 | IDLER, TROUGHING TRAINING, 20 DEG., W/ 6" STEEL CANS, FOR PETE 54" COAL CONVEYORS. | 266CA03ACB | 3A COAL CONVEYOR BELT *** SEE EQUIPMENT NOTES PAGE #6 *** * CUTTING & WELDING PERMIT REQUIRED * BEFORE ARC WELDING WITHIN 100 FEET OF DETECTOR. | D3607S-54 | SB3E2F3 | 2 | EA | 1540.24
PETE | 5704321 | 10.520.640 | PULLEY, BEND, 30" DIA. X 57" LONG, CROWNED FACE SUPER DUTY, W/ 1/2" SBR GROOVED LAGGING & XT70 X 5-7/16" BUSHINGS, W/ 77-1/2" OF 5-15/16" SHAFTING, FULL KEY BUSHINGS & JOURNALED ON EACH END TO 5-7/16", FOR PETE 5A CONVEYOR WEIGHT TAKE UP. | 266CA03ACB | 3A COAL CONVEYOR BELT *** SEE EQUIPMENT NOTES PAGE #6 *** * CUTTING & WELDING PERMIT REQUIRED * BEFORE ARC WELDING WITHIN 100 FEET OF DETECTOR. |  | SB1MF2 | 1 | EA | 11254.64
PETE | 5704328 | 10.521.990 | SKIRTBOARD, RUBBER, 1/2" X 6", FOR PETE COAL & LIMESTONE CONVEYING SYSTEMS, B.F. GOODRICH AROMORITE GRADE1162. | 266CA03ACB | 3A COAL CONVEYOR BELT *** SEE EQUIPMENT NOTES PAGE #6 *** * CUTTING & WELDING PERMIT REQUIRED * BEFORE ARC WELDING WITHIN 100 FEET OF DETECTOR. | 1162 | SB1AB10 | 66 | FT | 126.06
PETE | 5704286 | 10.509.260 | IDLER, CARRIER ROLLER, 20 DEG., W/ 6" DIA. STEEL ROLLS, 63" BOLT CENTER, FOR PETE 54" COAL CONVEYORS. "DO NOT SUBSTITUTE" | 266CA03ACB | 3A COAL CONVEYOR BELT *** SEE EQUIPMENT NOTES PAGE #6 *** * CUTTING & WELDING PERMIT REQUIRED * BEFORE ARC WELDING WITHIN 100 FEET OF DETECTOR. | D3601S-54 | SB3D1C3 | 4 | EA | 3132.76
PETE | 5714300 | 10.520.668 | PULLEY, 5/8", FOR ZERO SPEED SWITCH, PT #105149 USED ON DINGS MODEL 66 MAGNETIC SEPARATOR, 8A & 3B COAL CONVEYORS AT PETE. | 266CA03AMS | 3A MAGNET BELT **** SEE EQUIPMENT NOTES PAGE #6 **** * CUTTING & WELDING PERMIT REQUIRED * | I54ST16808 | 2FA1D15 | 1 | EA | 34
PETE | 5711172 | 10.510.405 | ROLLER, IDLER, TYPE 3630-54 R.C., 35 DEG. WITH 6" DIA. RUBBER CUSHION ROLLS FOR 54" WIDE BELT, C-3B, 5B, 7B. | 266CB03BCB | 3B COAL CONVEYOR BELT *** SEE EQUIPMENT NOTES PAGE #6 *** * CUTTING & WELDING PERMIT REQUIRED * | R35MH54553 | SB3D1D2 | 2 | EA | 1787.38
PETE | 5711170 | 10.518.459 | IDLER, TROUGHING ROLLER, 35 DEG., W/ 6" DIA. STEEL ROLLS, FOR PETE 54" COAL CONVEYORS, "DO NOT SUBSTITUTE". | 266CB03BCB | 3B COAL CONVEYOR BELT *** SEE EQUIPMENT NOTES PAGE #6 *** * CUTTING & WELDING PERMIT REQUIRED * | D3628S-54 | SB3E1D2 | 0 | EA | 0
PETE | 5714193 | 10.530.335 | IDLER, TROUGHED TRAINING ROLLER, 35 DEG., LIVE ACTION TYPE, W/ 6" STEEL ROLLS, ABOVE DECK MOUNTING, FOR PETE 54" COAL CONVEYORS, "DO NOT SUBSTITUTE". | 266CB03BCB | 3B COAL CONVEYOR BELT *** SEE EQUIPMENT NOTES PAGE #6 *** * CUTTING & WELDING PERMIT REQUIRED * | D3632S-54 | SB3E2E3 | 2 | EA | 2972.36
PETE | 5704280 | 10.530.336 | IDLER, CARRIER GUIDE OR TRAINING ROLLER, 20 DEG., 48" WIDE BELT, FOR PETE COAL CONVEYORS 7A, 8A, & 9A, FMC TYPE C3607S-48. (DO NOT SUBSTITUTE) | 266CA07ACB | 7A COAL CONVEYOR *** SEE EQUIPMENT NOTES PAGE #6 *** * CUTTING & WELDING PERMIT REQUIRED * | C3607S-48 | SB3E1C1 | 3 | EA | 1711.71
PETE | 5711187 | 10.530.340 | IDLER, RETURN, 48" WIDE, W/ 6" DIA. STEEL CANS, CEMA D, SEALED, FOR PETE 8B & 9B COAL CONVEYORS. "DO NOT SUBSTITUTE" | 266CA09ACB | 9A COAL CONVEYOR BELT *** SEE EQUIPMENT NOTES PAGE #6 *** * CUTTING & WELDING PERMIT REQUIRED * | D3617S-48 | SB3E1C2 | 4 | EA | 1957.53
PETE | 5704291 | 10.530.438 | ROLLER, GUIDE, FOR 48" BELT, USED ON PETE COAL & LIMESTONE CONVEYORS, #725-8 S-A, STYLE #226 CARRIERS, S-A, JOB #ES-13730. | 266CA09ATC | 9A TRIPPER CART **** SEE EQUIPMENT NOTES PAGE 6 **** *CUTTING AND WELDING PERMIT REQUIRED* | 725-8 S-A | SB3E2D4 | 3 | EA | 188.34
PETE | 5704996 | 10.532.531 | PULLEY, SNUB, 14" DIA. X 54", CROWNED FACE MINE DUTY DRUM, W/ HERRINGBONE LAGGING & XT35, 2-15/16" BUSHINGS, W/ 74" OF 2-15/16" SHAFTING KEYED & JOURNALED TO 2-7/16" ON EACH END, FOR PETE 9B COAL CONVEYOR. | 266CB09BCB | 9B COAL CONVEYOR BELT *** SEE EQUIPMENT NOTES PAGE #6 *** * CUTTING & WELDING PERMIT REQUIRED * 8 B CONVEYOR TAKE UP WEIGHT IS 9,400# | I54ST18803 | SB1JD9 | 1 | EA | 3308.33
PETE | 5704715 | 10.509.754 | PINION, LOW SPEED, FOR FMC-LINK BELT TYPE ETI, SIZE 55 INTERDRIVE, USED ON RECLAIM COAL FEEDERS AT PETE, S/N M65-35774B 814Y27H. | 266CA07AA1 | A-1 SOUTH RECLAIM FEEDER AND MOTOR LOCATED IN 7A RECLAIM TUNNEL **** SEE EQUIPMENT NOTES PAGE 6 **** *CUTTING AND WELDING PERMIT REQUIRED* | 1785X2-1 FMC 95 | 2FA1H14 | 1 | EA | 1596.23
PETE | 5704716 | 10.518.030 | GEAR, INTERM SPEED, FOR FMC-LINK BELT TYPE ETI, SIZE 55 INTERDRIVE, USED ON RECLAIM COAL FEEDERS AT PETE, S/N M65-35774B 814Y27H. | 266CA07AA1 | A-1 SOUTH RECLAIM FEEDER AND MOTOR LOCATED IN 7A RECLAIM TUNNEL **** SEE EQUIPMENT NOTES PAGE 6 **** *CUTTING AND WELDING PERMIT REQUIRED* | 96 | 2FA1D17 | 1 | EA | 1230.92
PETE | 5704717 | 10.532.117 | PINION, INTERM SPEED, FOR FMC-LINK BELT TYPE ETI, SIZE 55 INTERDRIVE, USEDON RECLAIM COAL FEEDERS AT PETE, S/N M65-35774B814Y27H. PT 1786-X5-1. RATIO 57.7 TO 1. | 266CA07AA1 | A-1 SOUTH RECLAIM FEEDER AND MOTOR LOCATED IN 7A RECLAIM TUNNEL **** SEE EQUIPMENT NOTES PAGE 6 **** *CUTTING AND WELDING PERMIT REQUIRED* | 1786-X5-1 | 2FA1F26 | 1 | EA | 408
PETE | 5704557 | 10.501.227 | KEY, FOR FMC-LINK BELT TYPE ETI, SIZE 55 INTERDRIVE, USED ON RECLAIM COAL FEEDERS AT PETE MANUFACTURER PART NO. 0130015-89, S/N M65-35774B 814Y27H | 266CA07AA1 | A-1 SOUTH RECLAIM FEEDER AND MOTOR LOCATED IN 7A RECLAIM TUNNEL **** SEE EQUIPMENT NOTES PAGE 6 **** *CUTTING AND WELDING PERMIT REQUIRED* | L31ZI47001 | 2FA1E9 | 3 | EA | 2.94
PETE | 5704559 | 10.512.166 | WASHER, ITEM #74, P/N 0128238-1, FOR LINK-BELT GEAR DRIVE, TYPE ETI, SIZE 55, S/N M65-35774B 814Y27H, RECLAIM COAL FEEDERS AT PETE. | 266CA07AA1 | A-1 SOUTH RECLAIM FEEDER AND MOTOR LOCATED IN 7A RECLAIM TUNNEL **** SEE EQUIPMENT NOTES PAGE 6 **** *CUTTING AND WELDING PERMIT REQUIRED* | L31ZI47003 | 2FA1E9 | 1 | EA | 4.86
PETE | 5704560 | 10.536.717 | WASHER, ITEM #77, P/N 0242035-1, FOR LINK-BELT GEAR DRIVE, TYPE ETI, SIZE 55, S/N M65-35774B 814Y27H, RECLAIM COAL FEEDERS AT PETE. | 266CA07AA1 | A-1 SOUTH RECLAIM FEEDER AND MOTOR LOCATED IN 7A RECLAIM TUNNEL **** SEE EQUIPMENT NOTES PAGE 6 **** *CUTTING AND WELDING PERMIT REQUIRED* | L31ZI47004 | 2FA1E9 | 2 | EA | 6.16
PETE | 5704712 | 10.534.433 | SHAFT, HIGH SPEED, INTERDRIVE, FMC-LINK BELT TYPE ETI, SIZE 55, FOR PETE COAL HANDLING RECLAIM COAL FEEDERS, S/N M65-35774B 814Y27H. | 266CA07AA1 | A-1 SOUTH RECLAIM FEEDER AND MOTOR LOCATED IN 7A RECLAIM TUNNEL **** SEE EQUIPMENT NOTES PAGE 6 **** *CUTTING AND WELDING PERMIT REQUIRED* | 92 | 2FA1F25 | 1 | EA | 3323.47
PETE | 5704718 | 10.509.050 | GEAR, HIGH SPEED, INTERDRIVE, FMC-LINK BELT TYPE ETI, SIZE 55, FOR PETE COAL HANDLING RECLAIM COAL FEEDERS, S/N M65-35774B 814Y27H. | 266CA07AA1 | A-1 SOUTH RECLAIM FEEDER AND MOTOR LOCATED IN 7A RECLAIM TUNNEL **** SEE EQUIPMENT NOTES PAGE 6 **** *CUTTING AND WELDING PERMIT REQUIRED* | 1772X8-1 | 2FA1F27 | 1 | EA | 5157
PETE | 5704719 | 10.505.113 | PINION, HIGH SPEED, INTERDRIVE, FMC-LINK BELT TYPE ETI, SIZE 55, FOR PETE COAL HANDLING RECLAIM COAL FEEDERS, S/N M65-35774B 814Y27H. | 266CA07AA1 | A-1 SOUTH RECLAIM FEEDER AND MOTOR LOCATED IN 7A RECLAIM TUNNEL **** SEE EQUIPMENT NOTES PAGE 6 **** *CUTTING AND WELDING PERMIT REQUIRED* | 99 | 2FA1F27 | 1 | EA | 3323.47
PETE | 5009453 | 10.513.534 | BEARING, H.S.S. OUTER GEARBOX FOR EKATO MODEL HWL 080-R S/N 92/5891-0010/0050, REF. 1B1 SIDE ENTRY AGITATOR USED ON UNIT 1 ABSORBER. | 272ABA1100 | ABA 121-1 ABS ABSORBER AGITATOR | HWL08O-R-1A1 | 2FA17E24 | 1 | EA | 100
PETE | 5009454 | 10.513.539 | BEARING, H.S.S. INNER, GEARBOX FOR EKATO MODEL HWL 080-R S/N 92/5891-0010/0500, REF. 1BS SIDE ENTRY AGITATOR USED ON UNIT 1 ABSORBER. | 272ABA1100 | ABA 121-1 ABS ABSORBER AGITATOR | HWL080-R-1B2 | 2FA17E24 | 1 | EA | 131
PETE | 5009455 | 10.513.517 | BEARING, BEVEL PINION SHAFT OUTER, FOR EKATO MODEL HWL 080-R S/N 92/5891-0010/0050, REF. 4AB1 SIDE ENTRY AGITATOR USED ON UNIT 1 ABSORBER. | 272ABA1100 | ABA 121-1 ABS ABSORBER AGITATOR | HWL080-R-4AB1 | 2FA17A23 | 1 | EA | 171
PETE | 5009456 | 10.506.594 | BEARING, BEVEL PINION SHAFT INNER, FOR EKATO MODEL HWL 080-R S/N 92/5891-0010/0050, REF. 4AB2 SIDE ENTRY AGITATOR USED ON UNIT 1 ABSORBER. | 272ABA1100 | ABA 121-1 ABS ABSORBER AGITATOR | HWL090-R-4AB2 | 2FA17A22 | 1 | EA | 171
PETE | 5009457 | 10.513.546 | BEARING, L.S.S. UPPER, FOR EKATO MODEL HWL 080-R S/N 92/5891-0010/0050, REF. 5AB1 SIDE ENTRY AGITATOR USED ON UNIT 1 ABSORBER. | 272ABA1100 | ABA 121-1 ABS ABSORBER AGITATOR | HWL080-R-5AB1 | 2FA17A21 | 1 | EA | 337
PETE | 5009458 | 10.513.545 | BEARING, L.S.S. LOWER, FOR EKATO MODEL HWL 080-R S/N 92/5891-0010/0050, REF. 5AB2 SIDE ENTRY AGITATOR USED ON UNIT 1 ABSORBER. | 272ABA1100 | ABA 121-1 ABS ABSORBER AGITATOR | HWL080-R-5AB2 | 2FA17A20 | 1 | EA | 227
PETE | 5009462 | 10.504.621 | O-RING, VITON, PRP 439, FOR EKATO MODEL HWL 080-R S/N 92/5891-0010/0050, POS. 690 SIDE ENTRY AGITATOR USED ON UNIT 1 ABSORBER. | 272ABA1100 | ABA 121-1 ABS ABSORBER AGITATOR | HWL080-R-690 | SB3B1A7 | 1 | EA | 44
PETE | 5009479 | 10.532.149 | O-RING, VITON, PRP 442, FOR EKATO MODEL HWL 100-R S/N 92-5891-0060/0110, POS. 690 SIDE ENTRY AGITATOR USED ON UNIT 2 ABSORBER. | 272ABA2100 | ABA 122-1 ABSORBER AGITATOR | HWL100-R-690 | SB3B1A7 | 1 | EA | 45
PETE | 5009472 | 10.500.660 | BEARING, BEVEL PINION SHAFT OUTER, FOR EKATO MODEL HWL 100-R S/N 92/5891-0060/0110, REF. 4AB1 SIDE ENTRY AGITATOR USED ON PETE UNIT #2 ABSORBER. | 272ABA2100 | ABA 122-1 ABSORBER AGITATOR | HWL100-R-4AB1 | 2FA17B22 | 1 | EA | 210
PETE | 5009473 | 10.526.229 | BEARING, BEVEL PINION SHAFT INNER, FOR EKATO MODEL HWL 100-R S/N 92/5891-0060/0110, REF. 4AB2 SIDE ENTRY AGITATOR USED ON PETE UNIT #2 ABSORBER. | 272ABA2100 | ABA 122-1 ABSORBER AGITATOR | HWL100-R-4AB2 | 2FA17B21 | 1 | EA | 210
PETE | 5009474 | 10.525.857 | BEARING, L.S.S. UPPER, FOR EKATO MODEL HWL 100-R S/N 92/5891-0060/0110, REF. 5AB1 SIDE ENTRY AGITATOR USED ON PETE UNIT #2 ABSORBER. | 272ABA2100 | ABA 122-1 ABSORBER AGITATOR | HWL100-R-5AB1 | 2FA17G8 | 1 | EA | 514
PETE | 5009475 | 10.501.806 | BEARING, L.S.S. LOWER, FOR EKATO MODEL HWL 100-R S/N 92/5891-0060/0110, REF. 5AB2 SIDE ENTRY AGITATOR USED ON PETE UNIT #2 ABSORBER. | 272ABA2100 | ABA 122-1 ABSORBER AGITATOR | HWL100-R-5AB2 | 2FA17H8 | 1 | EA | 366
PETE | 5009478 | 10.531.005 | KIT, REBUILD, MECH. SEAL ESD42L/100-R-31X FOR EKATO MODEL HWL 100-R, S/N 92/5891-0060/0110, SIDE ENTRY AGITATOR, USED ON PETE #2 ABSORBER. | 272ABA2100 | ABA 122-1 ABSORBER AGITATOR | ESD42L/100-R-31X | SB3E2D1 | 1 | LT | 3861
PETE | 5009470 | 10.525.869 | BEARING, H.S.S. OUTER GEARBOX FOR EKATO MODEL HWL 100-R S/N 92/5891-0060/0110, REF. 1B1 SIDE ENTRY AGITATOR USED ON PETE UNIT #2 ABSORBER. | 272ABA2100 | ABA 122-1 ABSORBER AGITATOR | HWL100-R-1B1 | 2FA17B24 | 1 | EA | 115
PETE | 5009471 | 10.503.539 | BEARING, H.S.S. INNER, GEARBOX FOR EKATO MODEL HWL 100-R S/N 92/5891-0060/0110, REF. 1B2 SIDE ENTRY AGITATOR USED ON PETE UNIT #2 ABSORBER. | 272ABA2100 | ABA 122-1 ABSORBER AGITATOR | HWL100-R-1B2 | 2FA17B23 | 1 | EA | 293
PETE | 5009037 | 10.529.179 | EXPELLER, PUMP, FOR PETE #1 & #2 SCRUBBER ABSORBER BLEED, SECONDARY HYDROCLONE & SLURRY FEED PUMPS, WARMAN PUMPS MODEL 064EAH RAAJ 5310. | 272ABP1100 | ABP 121-1 ABS ABSORBER BLEED PUMP. (EAST PUMP) | E028A49 (28% CHROME) | 2FA14H21 | 3 | EA | 1240.2
PETE | 5009555 | 10.515.759 | COUPLING, GEAR, F2.5 SIER-BATH L.S. WITH A 3 1/8" X 3 1/8" FINISHED BORE. USED ON CNV 120-12 & 13 GYPSUM STACKOUT CONVEYORS UNIT 1 & 2 SCRUBBER. | 272CNV0120 | CNV 120-12 GYPSUM STACKOUT CONVEYOR ( 24" BW-90 TPH ) | F25 | 4FA50B1 | 1 | EA | 364.03
PETE | 5714017 | 10.518.039 | GEARBOX REDUCER, INLINE, R64T, USED ON PETE 120-12 & 120-13 STACK OUT CONVEYORS. | 272CNV0120 | CNV 120-12 GYPSUM STACKOUT CONVEYOR ( 24" BW-90 TPH ) | U215S64T R64T INLINE REDUCER | SB1IA2 | 1 | EA | 16391.76
PETE | 5009557 | 10.528.061 | COUPLING, GEAR, (COMPLETE), F3 SIER-BATH H.S., W/ 3-3/8" BORE (MOTOR HALF) X 1-5/8" BORE (INPUT HALF), FOR PETE #1 & #2 SCRUBBER LIMESTONE CONVEYOR DRIVE 120-7. | 272CNM0070 | CNV 120-7 GHS RECLAIM CONVEYOR * MOTOR. | F3 | SB3Q1B2 | 1 | EA | 552.11
PETE | 5009558 | 10.508.116 | COUPLING, GEAR, F4 SIER-BATH L.S., W/ 5" X 5" BORE (OUTPUT SHAFT & DRIVE ROLLER SHAFT), FOR PETE #1 & #2 SCRUBBER LIMESTONE CONVEYOR DRIVE 120-7. | 272CNV0070 | CNV 120-7 GHS RECLAIM CONVEYOR. ( 24" DW-45 TPH ) | F4 | SB3Q1B2 | 1 | EA | 828.99
PETE | 5706566 | 10.530.339 | IDLER, RETURN, FOR 30" BELT, USED ON PETE GYPSUM DEWATERING UNLOADING & STOCKOUT CONVEYOR SYSTEMS. | 272CNV0070 | CNV 120-7 GHS RECLAIM CONVEYOR. ( 24" DW-45 TPH ) | 78AH612-30S | SB3E2E4 | 3 | EA | 1401.6
PETE | 5009553 | 10.508.115 | COUPLING, GEAR, F2 SIER-BATH L.S. WITH A 2 5/8" X 2 5/8" FINISHED BORE. USED ON CNV 120-8 SILO FEED CONVEYOR UNIT 1 & 2 SCRUBBER. | 272CNV0080 | CNV 120-8 (LHS) SILO FEED CONVEYOR ( 30" DW- TPH ) | F2 | 4FA50B1 | 1 | EA | 299
PETE | 5009560 | 10.517.604 | REDUCER, IN-LINE SPEED MODULINE TYPE R, MODEL U215S54T, INPUT HP: 10, INPUT RPM: 1750, EXACT GEAR RATIO: 31.89 , OUTPUT RPM: 56, AGMA CLASS III +REDUCER ONLY FOR 94G59150. USED ON CNV 120-8 SILO | 272CNV0080 | CNV 120-8 (LHS) SILO FEED CONVEYOR ( 30" DW- TPH ) | U215S54T | SB3Q1C2 | 1 | EA | 3628
PETE | 5009565 | 10.513.733 | BLADE, REVERSING, URETHANE, MARTIN DURT TRACKER 2, FOR MARTIN INLINE BELT CLEANER, USED ON PETE DEWATERING SILO FEED CONVEYOR (120-8). | 272CNV0080 | CNV 120-8 (LHS) SILO FEED CONVEYOR ( 30" DW- TPH ) | 31104-U | SB3A1A6 | 4 | EA | 253.72
PETE | 5009556 | 10.504.094 | COUPLING, GEAR, F1 SIER-BATH H.S. WITH A 1 1/8" X 1 1/8" FINISHED BORE. USED ON CNV 120-9, 10 & 11 GYPSUM TRANSFER CONVEYORS UNIT 1 & 2 SCRUBBER. | 272CNV0080 | CNV 120-8 (LHS) SILO FEED CONVEYOR ( 30" DW- TPH ) | F1 | 4FA50B1 | 1 | EA | 339.56
PETE | 5009554 | 10.528.059 | COUPLING, GEAR, F1.5 SIER-BATH L.S. WITH A 2 1/8" X 2 1/8" FINISHED BORE. USED ON CNV 120-9, 10 & 11 GYPSUM TRANSFER CONVEYORS UNIT 1 & 2 SCRUBBER. | 272CNV0090 | CNV 120-9 GYPSUM TRAN. CONVEYOR ( 24" DW-45 TPH ) | F15 | 4FA50B1 | 1 | EA | 466.01
PETE | 5009947 | 10.520.658 | TAKEUP, HEAVY DUTY, 250 SERIES , 18-INCH PUNCHED FOR SKF FSAF22517 USED ON GYPSUM CONVEYOR TAIL PULLEYS 120-9, 10 AND 11. | 272CNV0090 | CNV 120-9 GYPSUM TRAN. CONVEYOR ( 24" DW-45 TPH ) | TUHD-250-18 | SB1HE6 | 0 | EA | 0
PETE | 5505284 | 10.514.009 | BELT, CONVEYOR, 14", FOR PETE COAL SAMPLE CRUSHERS, HOLMES MODEL #1601A-1. | 266MBCLPUL | COAL LAB PULVERIZER | 1601-15 | SB3C2B1 | 2 | EA | 875.5
PETE | 5009429 | 10.521.138 | ROLLER, THRUST, FOR PETE DEWATERING BELT FILTERS, USED ON EIMCO MODEL 3M45 & 3M65 EXTRACTORS, S/N 64349-1 & CSP0000324-01/02. | 272GDF0100 | GDF 120-1 GYPSUM DEWATERING FILTER | 569189.SLC1 (11-16-11) | 2FA17B58 | 1 | EA | 112
PETE | 5009436 | 10.509.963 | PULLEY, W/ BUSHING, FOR CABLE WINCH, USED ON PETE DEWATERING BELT FILTER VACUUM PAN LOWERING ASSEMBLY, EIMCO MODEL 3M45 EXTRACTOR, S/N 64349-1. | 272GDF0100 | GDF 120-1 GYPSUM DEWATERING FILTER | 853082A | 2FA17E52 | 25 | EA | 2114
PETE | 5009423 | 10.514.013 | ROLL, WEIGHTED, TAKE-UP, FOR PETE DEWATERING FILTER CLOTH BELT, EIMCO MODEL 3M45 EXTRACTOR, S/N 64349-1. | 272GDF0100 | GDF 120-1 GYPSUM DEWATERING FILTER | 905252M1-7 | SB5C2E | 1 | EA | 10769
PETE | 5009804 | 10.518.447 | IDLER, CONVERYOR, 4" DIA. X 24" WIDE, FLAT CARRYING, SCALE QUALITY, FOR PETE #1 & #2 SCRUBBER LIMESTONE CONVEYOR WEIGHFEEDER, RAMSEY TECHNOLOGY INC. MODEL. | 272LSW0100 | LSW-120-1 WEIGHFEEDER, LIMESTONE | 041352 | SB3E2E4 | 1 | EA | 110.78
PETE | 5009913 | 10.521.137 | ROLLER, RETURN, 6" DIA., FOR RAMSEY WEIGH FEEDER 24" BELT, USED ON PETE #1 & #2 SCRUBBER LIMESTONE CONVEYOR SYSTEMS. | 272LSW0100 | LSW-120-1 WEIGHFEEDER, LIMESTONE | 99-004845 | SB3E2E4 | 2 | EA | 391.7
PETE | 5009805 | 10.502.369 | IDLER, CONVERYOR, 4" DIA. X 24" WIDE, FLAT CARRYING, FOR PETE #1 & #2 SCRUBBER LIMESTONE CONVEYOR WEIGHFEEDER, RAMSEY TECHNOLOGY INC. MODEL. | 272LSW0100 | LSW-120-1 WEIGHFEEDER, LIMESTONE | 041347 | SB3E2E4 | 3 | EA | 407.46
PETE | 5206415 | 10.516.299 | CUP, PISTON, FOR PNEUMATIC CYLINDER GALLAND-HENNING, MODEL DNN, SIZE 12"STROKE/3"BORE MANUFACTURER PART NO = 409-NES-4A SER NO = CX1684-A |  |  |  | 2FA18E36 | 6 | EA | 12.24
PETE | 5206850 | 10.509.066 | GLAND, FOR INGERSOLL RAND CO., MODEL VOC, SIZE/DESC 2X1.5X8 MANUFACTURER PART NO = 0975A150, S/N 10/75-8018 |  |  | 0975A150 | 2FA13E37 | 1 | EA | 81
PETE | 5402656 | 10.527.834 | COIL, BLOWOUT, FOR AIR BREAKER WESTINGHOUSE ELECTRIC CO, MODEL DB-25 MANUFACTURER PART NO = 1589340 |  |  |  | 2FA7F48 | 2 | EA | 22
PETE | 5402714 | 10.528.170 | CONTACT, ARCING STATIONARY, FOR WESTINGHOUSE ELECTRIC CO, MODEL DB-25, BREAKER MANUFACTURER PART NO = 1611748 |  |  |  | 2FA7C31 | 12 | EA | 900
PETE | 5402715 | 10.528.198 | CONTACT, MAIN STATIONARY, FOR WESTINGHOUSE ELECTRIC CO, MODEL DB-50, BREAKER MANUFACTURER PART NO = 28A1391G08-623 |  |  |  | 2FA7C30 | 3 | EA | 207
PETE | 5402716 | 10.515.868 | CONTACT, ARCING MOVING, FOR WESTINGHOUSE ELECTRIC CO, MODEL DB-50, BREAKERMANUFACTURER PART NO = 309C855G01 |  |  |  | 2FA7C29 | 12 | EA | 372
PETE | 5402720 | 10.515.891 | CONTACT, MAIN AUXILIARY, FOR WESTINGHOUSE ELECTRIC CO, MODEL DB-50, BREAKER MANUFACTURER PART NO = 28A139AH25 |  |  |  | 2FA7F45 | 4 | EA | 16
PETE | 5402721 | 10.515.137 | COIL, CLOSING, FOR AIR BREAKER WESTINGHOUSE ELECTRIC CO, MODEL DB-50 MANUFACTURER PART NO = 300P606G01 |  |  |  | 2FA7D31 | 2 | EA | 138
PETE | 5402722 | 10.503.950 | COIL, SHUNT TRIPPING, FOR AIR BREAKER WESTINGHOUSE ELECTRIC CO, MODEL DB-50 MANUFACTURER PART NO = 1589314 |  |  |  | 2FA7D30 | 4 | EA | 80
PETE | 5402723 | 10.500.834 | FINGER, CONTACT 184, STYLE NO. 1397624 PART OF AUXILIARY SWITCH FOR WESTG.DB-25 AIR BREAKER. MANUFACTURER PART NO = 1397624 |  |  |  | 2FA7F45 | 8 | EA | 8
PETE | 5601738 | 10.536.651 | WASHER, RETAINING #7115-44 FOR MOORE TRANSDUCER MODEL 77-3. |  |  |  | 1FA3F63 | 11 | EA | 1.1
PETE | 5601741 | 10.533.485 | SCREW, RESTRICTION, FOR MOORE PRODUCTS CO., MODEL 77-3, TRANSDUCER MANUFACTURER PART NO = 10660-44 |  |  |  | 1FA3F63 | 2 | EA | 7.82
PETE | 5603297 | 10.521.422 | RING, SEAT FOR FISHER CONTROL VALVE MODEL 29H, SIZE 4" MFG PART # 1C618033092 S/N 404825-6 |  |  | 1C618033092 | 1FA2E56 | 2 | EA | 174.5
PETE | 5603438 | 10.506.630 | BELLOWS, ASSY FOR FISHER PRESSURE CONTROLLER MODEL WIZARD II MFG PART # 1H2655000A2 |  |  | 1H2655000A2 | 1FA3F65 | 2 | EA | 13.78
PETE | 5603442 | 10.511.573 | TUBE, BORDON FOR FISHER PRESSURE CONTROLLER MODEL WIZARD II MFG PART # 1R872132012 |  |  | 1R872132012 | 1FA3F64 | 1 | EA | 57.73
PETE | 5606028 | 10.521.019 | RELAY, AUXILIARY, GE TYPE HGA MOD#12HGA71, 230 VOLT AC, BACK DPDT, SURFACE MOUNTING. VERIFY BEFORE REORDERING. |  |  | 12HGA71 | 2FA7G18 | 2 | EA | 38
PETE | 5704720 | 10.526.872 | BUSHING, TAPERLOCK, BORE- 5.9375 |  |  |  | 2FA11G7 | 2 | EA | 323.18
PETE | 5704721 | 10.514.566 | BUSHING, TAPERLOCK, BORE- 7 |  |  |  | 2FA11I3 | 2 | EA | 373.34
PETE | 5704724 | 10.507.148 | BUSHING, TAPERLOCK, BORE- 4.4375 |  |  | 4545 X 4-7/16'' | 2FA11B9 | 4 | EA | 282
PETE | 5711605 | 10.513.705 | BEARING, ROLLER, SINGLE ROW, 60.0 MM BORE, 130.0 MM OD, 31.0 MM WIDTH, CYLINDRICAL ROLLER BEARING. |  |  |  | 1FA3C37 | 2 | EA | 218.6
PETE | 6002542 | 10.535.487 | TRANSDUCER, POSITION, 60 CPS, FOR FOXBORO CO., MODEL 630-2, STYLE TRANSMITTER MANUFACTURER PART NO = N-106-AY. |  |  |  | 2FA17D28 | 1 | EA | 148.38
PETE | 6002670 | 10.523.647 | TRANSFORMER ASSY., #8615K43G700, FOR G.E. 551 PRESSURE TRANSMITTER MV/I. |  |  |  | 2FA17E47 | 2 | EA | 45.54
PETE | 6002678 | 10.511.884 | TRANSFORMER, SK479, #A1297 PER TECHNOLOGY, DWG. B7386A, FOR POWER SUPPLY, 830C, USED ON #1 BOILER TURBINE ANN. SYSTEM. |  |  |  | 2FA17G14 | 1 | EA | 32
PETE | 6002768 | 10.536.306 | VOLTAGE, SUPPLY REFERENCE #54596-B-3 (NEW CAT.# 54570-3) FOR ESTERLINE ANGUS RECORDER MODEL #E1124E S/N 942284, USED AS NPDES RIVER TEMPERATURE RECORDER. |  |  |  | 2FA17E49 | 1 | EA | 169.59
PETE | 6005653 | 10.527.241 | CELL, CONST 50.0, FOR CONDUCTIVITY RECORDS SENSING BECKMAN INSTRUMENTS MANUFACTURER PART NO = CEL-11. |  |  |  | 2FA9E10 | 1 | EA | 177.01
PETE | 6106188 | 10.506.406 | ASSEMBLY, SIGNAL BELLOWS, P/N U-108KP, ITEM 3 FIG B8229, USED ON PNEUMATICINTEGRATOR, FOXBORO MODEL 14A. |  |  |  | 2FA17C25 | 1 | EA | 46.84
PETE | 6106621 | 10.509.752 | PINION, PT. #93030-127, FOR SERVO MOTOR CAT. #FPE25L-178-2, 110 V 36 CT 60CYC PH-2 CONT DUTY, WATT OUTPUT 5, POLES-2, USED ON EXACTEL FEEDWATER FLOWMETER. |  |  |  | 1FA4E18 | 1 | EA | 45.25
PETE | 6407301 | 10.508.205 | FLINGER FRONT OR REAR |  |  |  | 2FA6E24 | 2 | EA | 52.8
PETE | 6407304 | 10.527.107 | CAP BEARING INNER |  |  |  | 2FA6G12 | 2 | EA | 184.8
PETE | 5601780 | 10.500.001 | DIODE, ZENER, DAHL #9310-00-0208-490 FOR TURBINE SPEED CONTROL. |  |  |  | 1FA4F1 | 3 | EA | 20.25
PETE | 6706971 | 10.500.561 | SHAFT, FOR WORTHINGTON PUMP, MODEL D1011, SIZE 3X1.5X8 MANUFACTURER PART NO = 959687 05 SER NO = Y674242, IMP DIA 8.073. |  |  |  | 2FA15G6 | 1 | EA | 133.8
PETE | 6706973 | 10.505.485 | SEAL, BEARING COVER (OUTBOARD) FOR WORTHINGTON PUMP, MODEL D1011, SIZE 3X1.5X8 MANUFACTURER PART NO = 959574 SER NO = Y674242, IMP DIA 8.073. |  |  |  | 2FA15A5 | 2 | EA | 38.82
PETE | 6706975 | 10.521.259 | RING, BEARING RET, FOR WORTHINGTON PUMP, MODEL D1011, SIZE 3 X 1.5 X 8 MANUFACTURER PART NO = 959592 SER NO = Y674242, IMP DIA 8.073. |  |  |  | 2FA15B7 | 2 | EA | 147.28
PETE | 6706977 | 10.518.472 | IMPELLER, 5.365" DIA, MATL CI, FOR WORTHINGTON PUMP, MODEL 3X1-1/2X6, TYPED1132 MANUFACTURER PART NO = 959370 SER NO = Y641689. |  |  |  | 2FA15B5 | 1 | EA | 245.13
PETE | 6706979 | 10.519.042 | LOCKWASHER IMPELLER |  |  |  | 2FA15E12 | 2 | EA | 16.76
PETE | 6706980 | 10.510.661 | RING ADAPTER & COVER |  |  |  | 2FA15C7 | 1 | EA | 56.99
PETE | 6706984 | 10.531.979 | O-RING SHAFT SLEEVE |  |  |  | 2FA15E11 | 6 | EA | 18.36
PETE | 6706985 | 10.502.763 | SEAL MECH (COMPLETE) |  |  |  | 2FA15C6 | 2 | EA | 167.54
PETE | 6708266 | 10.534.670 | STARTER, KEY, FOR SUBMERSIBLE PUMP MARLOW PUMP CO., MODEL ECON-O-MER, MANUFACTURER PART NO = 33301-00. |  |  |  | 2FA4E7 | 2 | EA | 133.8
PETE | 6708270 | 10.517.135 | GASKET, VOLUTE, ITEM 45, FOR ENPO- CORNELL, MODEL 150-M, SIZE SUMP P MANUFACTURER PART NO = 69-276. |  |  |  | 2FA5H1 | 10 | EA | 7
PETE | 6708283 | 10.524.375 | WASHER, DISCHARGE ELBOW FOR CHLORINE METERING PUMP WALLACE & TIERNAN, MODEL A-588101 MANUFACTURER PART NO = P-26255 SER NO = XX02315. |  |  |  | 2FA5F4 | 8 | EA | 4.16
PETE | 6706997 | 10.527.626 | CASING PT |  |  |  | 2FA13G19 | 1 | EA | 1307
PETE | 6707432 | 10.521.383 | SEAL, U-CUP, FOR SANDPIPER PUMP WARREN RUPP, MODEL SA1-A, TYEP DA-1 MANUFACTURER PART NO = 720-010-360 SER NO = 1584. |  |  |  | 2FA4F4 | 2 | EA | 1.72
PETE | 6707433 | 10.521.370 | SEAL, QUAD RING, FOR SANDPIPER PUMP WARREN RUPP, MODEL SA1-A, TYPE DA-1 MANUFACTURER PART NO = 720-011-360 SER NO = 1584. |  |  |  | 2FA4F4 | 3 | EA | 1.53
PETE | 5603562 | 10.513.576 | BEARING FOR FISHER CONTROL VALVE MODEL 8500-10W31, SIZE 10" MFG PART # 12A8965-X032 |  |  | 12A8965X032 | 1FA2E6 | 10 | EA | 820.4
PETE | 5603559 | 10.521.226 | RETAINER, SEAL FOR FISHER CONTROLLER MODEL 8500-10E31 MFG PART # 22A8947X022 |  |  | 22A8947X022 | 1FA2H3 | 4 | EA | 1277.8
PETE | 5603563 | 10.511.333 | SPACER FOR FISHER CONTROL VALVE MODEL 8500-10W31, SIZE 10" MFG PART # 12A8966-X012 |  |  | 12A8966X012 | 1FA2E6 | 4 | EA | 171.52
PETE | 6716129 | 10.502.603 | PLATE, WEAR, FOR WORTHINGTON PUMP, MODEL D-1011, SIZE 3X2X6 MANUFACTURER PART NO = 61 SER NO = Y673163, MATL 316, DES. PRESS 75. |  |  |  | 2FA13A23 | 1 | EA | 373.99
PETE | 6716116 | 10.534.391 | SHAFT, 6.5-6.3DIA, FOR SCRUBBER SEAL WATER PUMP WORTHINGTON PUMP, MODEL D1011, SIZE 3X2X6 MANUFACTURER PART NO = 6 SER NO = Y673163, MATL 316, DESIGN PRESS 75. |  |  |  | 2FA13A22 | 1 | EA | 247.35
PETE | 6716135 | 10.534.273 | SLEEVE, SHAFT, ITEM 14, FOR WORTHINGTON PUMP, MODEL D1011, SIZE/DESC 3 X 2X 6 MANUFACTURER PART NO = 959643-04, S/N Y673163. |  |  |  | 2FA13B23 | 2 | EA | 147.04
PETE | 5206673 | 10.529.288 | GASKET, (STAINLESS STEEL) PT #143ZT FOR FOXBORO FLOW TRANSMITTER-MODEL 13A. D/P CELL, LADEMINERALIZER. |  |  | 143ZT | 2FA18F33 | 4 | EA | 3.64
PETE | 5206817 | 10.528.460 | DISC # U108ZA |  |  | U108ZA | 2FA18F27 | 1 | EA | 0.77
PETE | 5206818 | 10.503.135 | ASSEMBLY, WORM GEAR P/N U-108-XB FOR L.A. DE- MINERALIZER MIXED BED FLOW INTEGRATOR-MODEL 14AEP STYLE B. |  |  | U-108-XB | 2FA18F27 | 1 | EA | 50.88
PETE | 5206819 | 10.513.668 | BEARING, BALL P/N G-105-CL FOR L.A. DE- MINERALIZER MIXED BED FLOW INTEGRATOR-MODEL 14AEP STYLE B. |  |  | G-105-CL | 2FA18F27 | 2 | EA | 32.56
PETE | 5206820 | 10.521.732 | SHAFT, FOR LA DEMINERLZR MIXED BED FLOW INTEGRATOR FOXBORO, MODEL 14EAP, STYLE B MANUFACTURER PART NO = U-108-XC |  |  | U-108-XC | 2FA18F26 | 1 | EA | 23.4
PETE | 5206945 | 10.506.740 | BOARD, ALARM CIRCUIT FOR SCATTER TRIBIDIMETER HACH CHEMICAL, MODEL 15625 MANUFACTURER PART NO = 15653-00 SER NO = 1390 |  |  | 15653-00 | 2FA18A24 | 1 | EA | 266.59
PETE | 5206413 | 10.509.625 | PACKING, CHEVRON, FOR PNEUMATIC CYLINDER GALLAND-HENNING, MODEL DNN, SIZE 12"STROKE/3"BORE MANUFACTURER PART NO = 259-NES-2A SER NO = CX1684-A |  |  |  | 2FA18E36 | 4 | ST | 8.16
PETE | 5206766 | 10.529.751 | GASKET, FOR ACID FEED PUMP MILTON ROY PUMP CO, MODEL MRI48A95R MANUFACTURER PART NO = 225 SER NO = 123320-2 |  |  |  | 2FA18E31 | 6 | EA | 4.56
PETE | 5206767 | 10.532.002 | O-RING, FOR MILTON ROY PUMP CO, MODEL MRI48A95R, SIZE/DESC ACID FEED MANUFACTURER PART NO = 408A, S/N 123320-2 |  |  |  | 2FA18F30 | 3 | EA | 2.25
PETE | 5206768 | 10.519.320 | O-RING, FOR MILTON ROY PUMP CO, MODEL MRI48A95R, SIZE/DESC ACID FEED MANUFACTURER PART NO = 408B, S/N 123320-2 |  |  |  | 2FA18F30 | 6 | EA | 4.56
PETE | 5206769 | 10.509.896 | O-RING, FOR MILTON ROY PUMP CO, MODEL MRI48A95R, SIZE/DESC ACID FEED MANUFACTURER PART NO = 408B, S/N 123320-2 |  |  |  | 2FA18F30 | 6 | EA | 6.06
PETE | 5206771 | 10.534.039 | SEAL, PISTON SMALL, FOR MILTON ROY PUMP CO, MODEL MRI48A95R, SIZE/DESC ACID FEED MANUFACTURER PART NO = 408F, S/N 123320-2 |  |  | 408F | 2FA18F30 | 2 | EA | 6.06
PETE | 5206772 | 10.505.496 | SEAL, PISTON LARGE, FOR MILTON ROY PUMP CO, MODEL MRI48A95R, SIZE/DESC ACID FED MANUFACTURER PART NO = 408G, S/N 123320-2 |  |  | 408G | 2FA18E30 | 2 | EA | 6.06
PETE | 5206776 | 10.509.157 | LOCKWASHER, FOR ACID FEED PUMP MILTON ROY PUMP CO, MODEL MRI48A95R MANUFACTURER PART NO = 219A SER NO = 123320-2 |  |  | 219A | 2FA18E30 | 3 | EA | 2.28
PETE | 5206777 | 10.533.572 | RING, RETAINER, FOR ACID FEED PUMP MILTON ROY PUMP CO, MODEL MRI48A95R MANUFACTURER PART NO = 404A SER NO = 123320-2 |  |  | 404A | 2FA18E30 | 3 | EA | 2.28
PETE | 5206778 | 10.521.298 | RING, RETAINER, FPR ACID FEED PUMP MILTON ROY PUMP CO, MODEL MRI48A95R MANUFACTURER PART NO = 404B SER NO = 123320-2 |  |  | 404B | 2FA18F29 | 3 | EA | 2.28
PETE | 5206780 | 10.501.377 | SPRING, CHECK VALVE, FOR MILTON ROY PUMP CO, MODEL MRI48A95R, SIZE/DESC ACID FEED MANUFACTURER PART NO = 280B, S/N 123320-2 |  |  | 280B | 2FA18F29 | 2 | EA | 6.06
PETE | 5206782 | 10.522.023 | SEAT, PUMP, FOR MILTON ROY PUMP CO, MODEL MRI48A95R, SIZE/DESC ACID FEED MANUFACTURER PART NO = 224, S/N 123320-2 |  |  | 224 | 2FA18F29 | 1 | EA | 22.68
PETE | 6706640 | 10.534.626 | SHROUD, CASING WEAR RING, FOR INGERSOLL RAND CO., MODEL CHEMLKINER, SIZE 2X1.5X8 MANUFACTURER PART NO = 1869A850V 0CB002 CARP 20 SER NO = 6/76 8063. |  |  |  | 2FA13C25 | 1 | EA | 385
PETE | 5003415 | 10.536.478 | WINDOW, FOR FISCHER & PORTER, MODEL 10A2227B, STYLE PURGEMETER MANUFACTURER PART NO = 332A086G40 S/N 7606A5525A1720 |  |  | 332A086G40 | 2FA14F20 | 4 | EA | 7.16
PETE | 5003429 | 10.506.749 | BOARD, ELECTRONIC, GENERATOR, FOR GENERATOR F & P, MODEL 55UC1111CB, STYLEULTRASONIC MANUFACTURER PART NO = 686B088U02 SER NO = 7512A5528A21-24 |  |  | 686B088U02 | 2FA14E25 | 1 | EA | 276.2
PETE | 5003430 | 10.526.127 | BOARD, CONDENSER, FOR ULTRASONIC GENERATOR FISCHER & PORTER, MODEL 55UC1111CB MANUFACTURER PART NO = 686B087U01 SER NO = 7512A5528A21-24 |  |  | 686B087U01 | 2FA14E25 | 1 | EA | 50.72
PETE | 5003467 | 10.514.212 | BOARD, CCT SOURCE DECAY COMP 115VAC/60HZ FOR GAGE OHMART CORP., MODEL EDS-1-FA2, STYLE DENSITY MANUFACTURER PART NO = 116-18553 SER NO - 2398 |  |  | 116-18553 | 2FA14F26 | 1 | EA | 295.25
PETE | 5003470 | 10.504.192 | GUIDE, PISTON, FOR DEZURIK, MODEL .5-2, TYPE CONTROL VALVE MANUFACTURER PART NO = 1021629 |  |  | 1021629 | 2FA14F27 | 6 | EA | 10.08
PETE | 5003488 | 10.520.423 | PLUG,FOR 1/2-3/4 IN CONTROL VALVE,DEZURIK FIG 130, F,I,RS16,ASG5 |  |  | 1/2-3/4 IN | 2FA14E33 | 1 | EA | 10.15
PETE | 5003489 | 10.532.301 | PLUG,FOR 2-1/2" & 1/2" CONTROL VALVE,DEZURIK FIR 130,F,I,RS16,ASG7 |  |  | 2-1/2 | 2FA14E34 | 1 | EA | 29.42
PETE | 5003498 | 10.515.920 | CYLINDER, 4" FLEXIBLE WHITE NEOPRENE FOR FULL STREAM RONNINGEN-PETER MODEL61213 PRESSURE SENSOR |  |  |  | 2FA14A22 | 1 | EA | 37.47
PETE | 5003500 | 10.522.021 | SEAT, HYCAR, FOR BUTTERFLY VALVE DEZURIK, MODEL 1600 |  |  | SEAL1600 | 2FA14I6 | 1 | EA | 135.95
PETE | 5206851 | 10.518.473 | IMPELLER, 7 9/16 DIA, FOR INGERSOLL RAND CO., MODEL VOC, SIZE/DESC 2X1.5X8MANUFACTURER PART NO = 1129A15X08VA002-372 S/N 10/75-8018 |  |  | 1129A15X08VA002-372 | 2FA13A25 | 1 | EA | 360
PETE | 5206853 | 10.534.395 | SHAFT, CAUSTIC, FOR INGERSOLL RAND CO., MODEL VOC, SIZE/DESC 2X1.5X8 MANUFACTURER PART NO = K2807A008VOCA005-400 S/N 10/75-8018 |  |  | K2807A008VOCA005-400 | 2FA13A27 | 1 | EA | 281
PETE | 6706967 | 10.516.243 | COVER, STUFFING BOX, FOR WORTHINGTON PUMP, MODEL 1.2X1.0X5, TYPE D511 MANUFACTURER PART NO = 959996 1 ID 5.25". |  |  |  | 2FA13H23 | 2 | EA | 121.16
PETE | 5603541 | 10.529.884 | GEAR, WORM FOR FISHER CONTROL VALVE MODEL 1061 8500, SIZE 12" MFG PART # G25509-K0012 S/N 7039-387 |  |  |  | 1FA2C4 | 1 | EA | 155.58
PETE | 5901155 | 10.527.507 | COIL, W/CASE FOR MAIN & AUX HOIST BRAKES, FOR DRESSER, MODEL DLHDDMR30 CRANE, MANUFACTURER PART NO = 319896-15 S/N 54-38579. |  |  |  | 2FA6I5 | 3 | EA | 2290.71
PETE | 5206941 | 10.535.202 | STRIP ASSY, INDICATOR #754114 RED FOR HAYS-REPUB- LIC MODEL 2550 INSTRAMATIC RECORDERS WATER TREAT- MENT RECORDERS UNITS 2 & 3. |  |  | 754114 | 2FA17E17 | 5 | EA | 54.25
PETE | 5003760 | 10.501.985 | CHIP, SCALING,PRE-SET PLUG, FOR MERRICK SCALE MFG CO MODEL 68132 SCALE MANUFACTURER PART NO = 11193 |  |  | 11193 | 2FA14F46 | 2 | EA | 12.04
PETE | 6106185 | 10.536.744 | WORM, P/N U-108-EM, ITEM 10, FIG. B8228, USED ON PNEUMATIC INTEGRATOR FOXBORO MODEL 14A. |  |  |  | 2FA17E27 | 4 | EA | 61.44
PETE | 6106186 | 10.525.457 | ASSEMBLY, WORM GEAR, P/N U-108-EF, ITEM 11, FIG B8228, USED ON PNEUMATIC INTEGRATOR, FOXBORO MODEL 14A |  |  |  | 2FA17E27 | 5 | EA | 43.25
PETE | 6106187 | 10.516.087 | COUNTER, P/N U-109-MX, ITEM 12, FIG B8228, USED ON PNEUMATIC INTEGRATOR, FOXBORO MODEL 14A |  |  |  | 2FA17E27 | 2 | EA | 172.16
PETE | 5203169 | 10.511.495 | STRAINER, PUMP, FOR INGERSOLL RAND CO., MODEL H, SIZE/DESC 250H2ST MANUFACTURER PART NO = 4W77190, S/N 250VP10279/80 |  |  |  | 2FA9E41 | 1 | EA | 52
PETE | 5003731 | 10.507.728 | CHUTE, ARC, FOR SWITCHGEAR SIEMENS-AC, MODEL LA600, VOLTS/AMPS 480V/600A MANUFACTURER PART NO = 18-657-346-524 SER NOS = S-84429A7 & S-8429D5 |  |  | 18-657-346-524 | 2FA7G9 | 5 | EA | 460.4
PETE | 5003801 | 10.519.593 | PACKING, STUFFING BOX, FOR WORTHINGTON PUMP, MODEL D1011, SIZE 3 X 2 X 8 MANUFACTURER PART NO = 23290 |  |  | 23290 | 2FA14F52 | 2 | EA | 21.08
PETE | 5605188 | 10.534.939 | SWITCH, INSTRUMENT, MODEL/TYPE- 39491 STYLE- TIMER, DESC- MICRO LMNT |  |  |  | 2FA18F51 | 5 | EA | 1264.3
PETE | 5603582 | 10.534.208 | SEAL FOR FISHER CONTROL VALVE MODEL 8500-10W31, SIZE 10"&12 MFG PART # NITRILE-12A9452X012 |  |  | 12A9452X012 | 1FA2F5 | 12 | EA | 109.44
PETE | 5003609 | 10.519.284 | MOTOR, CHOPPER OPACITY HIGH SPEED FOR ENVIRONMENTAL DATA CORP., TYPE OP MONITOR MANUFACTURER PART NO = 73023 |  |  | 73023 | 2FA17F34 | 1 | EA | 268.24
PETE | 5607529 | 10.529.870 | GEAR, COUNTER P/N 23233 FOR FOXBORO REACTIVATOR FLOW INTEGRATOR MODEL 40 S/N 1534848. |  |  |  | 2FA18E49 | 2 | EA | 37.86
PETE | 5603655 | 10.510.929 | SEAL, NITRILE FOR FISHER ACTUATOR SIZE 60 MFG PART # 1R2323X0012 S/N 7039384 |  |  | 1R2323X0012 | 1FA2E12 | 3 | EA | 5.31
PETE | 5216017 | 10.523.716 | VALVE, VAC & PRESSURE RELIEF FOR WATER CHLORINATOR WALLACE & TIERNAN MANUFACTURER PART NO = U20755 SER NO = A731075LL15191 |  |  | U20755 | 2FA18F52 | 1 | EA | 118.68
PETE | 5216018 | 10.508.787 | HOLDER, STEM #P37641 FOR SERVICE WATER CHLORINATOR SERIAL #A-731075-LL-15191 |  |  |  | 2FA18F52 | 2 | EA | 7.3
PETE | 5216020 | 10.508.256 | DIAPHRAGM UNIT #U17643 (QUOTED #UXA17643) FOR SERVICE WATER CHLORINATOR SERIAL #A-731075-LL-15191 |  |  | UXA17643 | 2FA18F50 | 2 | EA | 131.92
PETE | 6501153 | 10.504.113 | COVER, FB1117-33R SERIES FOR #2 & 3 UNIT EHC FILTERS ITEM #1 FOR FULLERS EARTH FILTERS |  |  |  | 2FA3A1 | 2 | EA | 78.68
PETE | 6616052 | 10.519.289 | MOTOR, ELECTRIC-AC, HORSEPOWER- 1/18 RPM- 5000 115 VOLTS,1.1 AMPS,INTERMITTENT DUTY,40C RISE, WITH REDUCER, BODINE #V0920004, TYPE NSE-33RJ. |  |  |  | 2FA3C9 | 1 | EA | 219.56
PETE | 6706961 | 10.514.921 | CASING, FOR WORTHINGTON PUMP, MODEL 1.2X1.0X5, D511, MANUFACTURER PART NO= 959525 1. |  |  |  | 2FA13H22 | 2 | EA | 215.04
PETE | 6706969 | 10.502.372 | IMPELLER, 8.073"DIA, FOR WORTHINGTON PUMP, MODEL 3X1-1/2X8, TYPE D1011 MANUFACTURER PART NO = 959375 SER NO = Y674242, ID 8.073. |  |  |  | 2FA15A8 | 1 | EA | 355.66
PETE | 6706978 | 10.521.993 | SLEEVE SHAFT |  |  |  | 2FA15C8 | 1 | EA | 76.36
PETE | 7002865 | 10.501.776 | BEARING, ROLLER, SKF 29430 UPPER THRUST WESTG. STYLE 1603039, FOR WESTINGHOUSE MOTOR, S/N 1S-66, FRAME 587-5-P STYLE NO. 18B4783, TYPE CSP, CODE F, H.P. 400, VOLTS 4160, 60 CY. ON 1-1 AND 1-2 CONDENSATE PUMPS, UNIT#1. |  |  |  | 1FA7I11 | 1 | EA | 702.4
PETE | 5603635 | 10.534.194 | RING, SEAL FOR FISHER CONTROL VALVE MODEL 1061 8500, SIZE 8" MFG PART # 22A8961X012 S/N 7039425 |  |  | 22A8961X012 | 1FA2B6 | 2 | EA | 141.54
PETE | 5206958 | 10.514.935 | CELL, 0-5000 MIC, CONDUCTIVITY BECKMAN INSTRUMENT, MODEL CEL-1 MANUFACTURER PART NO = CDL-1(SS)/(CELL-ISSVH10-K |  |  | CDL-1(SS)/(CELL-ISSVH10-K | 4FA54A1 | 1 | EA | 969.54
PETE | 5603581 | 10.509.562 | O-RING, NITRILE FOR FISHER CONTROL VALVE MODEL 8500-10W31, SIZE 10"&12 MFGPART # NITRILE-11A6155X012 |  |  | 11A6155X012 | 1FA2F5 | 7 | EA | 8.12
PETE | 5603678 | 10.516.431 | DIAPHRAGM FOR FISHER CONTROLLER MFG PART # ID387036012 |  |  | 1D387036012 | 1FA2E19 | 12 | EA | 9.6
PETE | 5216057 | 10.524.185 | WEIGHT, CERAMIC REF #12 P/N 10322 FOR SERIES A111-95 T PUMP S/N 80080213 |  |  | 10322 | 2FA18F54 | 2 | EA | 2.9
PETE | 6706990 | 10.504.169 | GLAND #0975A150M |  |  |  | 2FA13E42 | 1 | EA | 257
PETE | 6706992 | 10.504.671 | IMPELLER |  |  |  | 2FA13C26 | 1 | EA | 459
PETE | 6706993 | 10.521.667 | SEAL J C TYPE 9 |  |  |  | 2FA13C27 | 1 | EA | 386
PETE | 6706994 | 10.511.091 | SHAFT |  |  |  | 2FA13C28 | 1 | EA | 683.25
PETE | 6706996 | 10.509.865 | O-RING |  |  |  | 2FA13E42 | 7 | EA | 15.82
PETE | 5607185 | 10.525.258 | ACTUATOR, DC, FOR CRANE TELEDYNE MOTORIZED VALVE OPERATOR MANUFACTURER PART NO = AD-165 |  |  |  | 1FA5E28 | 6 | EA | 79.8
PETE | 6706574 | 10.534.023 | SEAL, MECHANICAL, FOR BEARING COOLING WATER PUMP PEERLESS PUMP CO., MODEL C810AM MANUFACTURER PART NO = 2675318 SER NO = 384684. |  |  |  | 2FA4F38 | 3 | EA | 116.79
PETE | 6706074 | 10.525.480 | BALL, CHECK CARTRIDGE, 2", ITEM 221J, FOR MILTON ROY PUMP CO, MODEL MODEL C, TYPE MANUFACTURER PART NO = 221 0062 003 SER NO = 70808-1. |  |  |  | 2FA9F17 | 4 | EA | 2312.12
PETE | 6706506 | 10.503.768 | DIAPHRAGM, ITEM 298, FOR MILTON ROY PUMP CO, MODEL DMRI77140S, MANUFACTURER PART NO = 298, S/N 70808 1. |  |  |  | 2FA9G7 | 2 | EA | 176.82
PETE | 5603605 | 10.500.224 | SPACER FOR FISHER CONTROL VALVE MODEL 1061-8500, SIZE 6" MFG PART # 12A8824X012 |  |  | 12A8824X012 | 1FA2E7 | 4 | EA | 151.52
PETE | 6706439 | 10.501.101 | DIFFUSER, 17, SUBMERSIBLE DEWATERING PUMP, FOR GORMAN RUPP PUMP CO., MODELS3A1, MANUFACTURER PART NO = 9903 S/N 387083. |  |  |  | 2FA4A10 | 2 | EA | 229.38
PETE | 5206852 | 10.521.353 | SEAL, MECHANICAL, FOR INGERSOLL RAND CO., MODEL VOC, SIZE/DESC 2X1.5X8 MANUFACTURER PART NO = 1802, S/N 10/75-8018 |  |  | 1802 | 2FA13A26 | 1 | EA | 185
PETE | 5603552 | 10.533.107 | RETAINER, SEAL FOR FISHER CONTROL VALVE MODEL 8500-12W31, SIZE 12" MFG PART # 22A8917X022 |  |  | 22A8917X022 | 1FA2H1 | 1 | EA | 450.08
PETE | 5603553 | 10.505.183 | SHAFT, DISC SHAFT & TAPER PIN ASSEMBLY FOR FISHER CONTROL VALVE MODEL 10618500, SIZE 12" MFG PART # 22A89-18X052 S/N 7039387 |  |  | 22A8918X052 | 4FA55B3 | 2 | EA | 3165.96
PETE | 5603555 | 10.525.887 | BEARING FOR FISHER CONTROL VALVE MODEL 8500-12W31, SIZE 10" MFG PART # 12A8928X032 |  |  | 12A8928X032 | 1FA2E5 | 2 | EA | 252.32
PETE | 5603556 | 10.511.334 | SPACER FOR FISHER CONTROL VALVE MODEL 8500-12W31, SIZE 12" MFG PART # 12A8921X012 |  |  | 12A8921X012 | 1FA2E5 | 2 | EA | 204.16
PETE | 5003729 | 10.528.200 | CONTACT, MAIN, FOR SWITCHGEAR SIEMENS-AC, MODEL LA600, VOLTS/AMPS 480V/600A MANUFACTURER PART NO = 71-141-805-501 SER NO = S-84429A7/S-84429D5 |  |  | 71-141-805-501 | 2FA7F16 | 7 | EA | 197.75
PETE | 6002687 | 10.519.301 | MOTOR, GEARHEAD, DC, FOR RIVER LEVEL TRANSMITTER BARBER COLMAN CO., TYPE TRANSMITTER MANUFACTURER PART NO = FYLM 73010-1 SER NO = 701678 6VDC, .250A |  |  |  | 2FA17F29 | 1 | EA | 402.79
PETE | 5003894 | 10.521.321 | SEAL, ASSEMBLY, PT #C-4549086-2 625 INCONEL MATERIAL REFERENCE TO ANDCO DRAWIG #D-4545001 ANDCO PROJECT #881-821-00. |  |  | C-4549086-2 | SB3N2C4 | 2 | EA | 466.1
PETE | 5701822 | 10.518.520 | LINER FOR FISHER CONTROL VALVE MODEL 9500, SIZE 12" MFG PART # F-38976-05562 |  |  |  | 1FA7I3 | 5 | EA | 657.6
PETE | 5206934 | 10.499.947 | MODULE, SERVO, FOR HAYS-REPUBLIC, MODEL 2550,STYLE INSTRAMATIC RECORDERS H2O TREATMENT, UNIT 2&3 MANUFACTURER PART NO = 631795 |  |  | 631795 | 2FA17E14 | 2 | EA | 876.84
PETE | 5206937 | 10.508.624 | GEAR, ASSY, FOR HAYS-REPUBLIC, MODEL 2550, STYLE H2O TREATMENT RECORDER MANUFACTURER PART NO = 758449 |  |  | 758449 | 2FA17E15 | 2 | EA | 110.36
PETE | 5711787 | 10.506.544 | BEARING,NEEDLE,1-3/4 IN BORE,2-1/8 IN OD,3/4 IN WIDTH,STANDARD PRECISION,OPEN END. |  |  | T58AV14008 | 1FA3E37 | 4 | EA | 9.92
PETE | 5002365 | 10.534.517 | SPRING COMPRESSION ETB52 |  |  | ETB52 | 2FA9F51 | 6 | EA | 24.12
PETE | 6002586 | 10.502.002 | COIL ASSY., 300 & 500 P/N 2433K44G 704, FOR MODEL 551 GAGE AND COMPOUND TRANSMITTER ONLY - BOURDON TUBE ASSEMBLY |  |  |  | 2FA17E46 | 1 | EA | 154.4
PETE | 6706041 | 10.533.759 | ROD, CONNECTING, ASSY, FOR MILTON ROY PUMP CO, MODEL A, TYPE DMRI2472S MANUFACTURER PART NO = 214 SER NO = 737072. |  |  |  | 2FA9E17 | 1 | EA | 44
PETE | 5603632 | 10.523.803 | VALVE FOR FISHER CONTROL VALVE MODEL 1061-8500, SIZE 8" MANUFACTURER PART NO. = |  |  | 10618500 | 4FA55B3 | 1 | EA | 2089.54
PETE | 6002583 | 10.515.960 | DASHPOT ASSEMBLY, FOR GENERAL ELECTRIC COMPANY MODEL 551 GAGE AND COMPOUNDTRANSMITTER ONLY - BOURDON TUBE ASSEMBLY. MANUFACTURER PART NO. = 2932K40G700. |  |  |  | 2FA17E45 | 2 | EA | 33.74
PETE | 5216200 | 10.523.853 | TUBE, SILVER, FOR CHLORINATOR ADVANCE, MODEL 841, RATE 0-50 MANUFACTURER PART NO = A-275 SER NO = 066310-1 |  |  | A-275 | 2FA18F48 | 1 | EA | 100.3
PETE | 5216207 | 10.515.476 | CLIP, MOUNTING, FOR ADVANCE CHLORINATOR ADVANCE, MODEL 841 MANUFACTURER PART NO = T-458 SER NO = 066310-1 |  |  | T-458 | 2FA18F48 | 3 | EA | 7.95
PETE | 5216210 | 10.517.488 | GASKET, LEAD, FOR CHLORINATOR ADVANCE, MODEL 841, RATE 0-50 MANUFACTURER PART NO = G-125 SER NO = 066310-1 |  |  | G-125 | 2FA18F47 | 12 | EA | 43.8
PETE | 5216214 | 10.504.975 | RING, OV-11-006, FOR ADVANCE CHLORINATOR ADVANCE, MODEL 841, RATE 0-50 MANUFACTURER PART NO = 066310-1 SER NO = 066310-1 |  |  | OV-11-006 | 2FA18F47 | 4 | EA | 5.2
PETE | 5216215 | 10.529.787 | GASKET, METER, FOR CHLORINATOR ADVANCE, MODEL 841, RATE 0-50 MANUFACTURER PART NO = 066310-1 SER NO = 066310-1 |  |  | 066310-1 | 2FA18F47 | 2 | EA | 5.8
PETE | 5216216 | 10.532.282 | PLUG, METER INLET, FOR ADVANCE, MODEL 841, SIZE CHLORINATOR MANUFACTURER PART NO = 066310-1, S/N 066310-1 |  |  |  | 2FA18F46 | 1 | EA | 16.5
PETE | 5216218 | 10.533.558 | RING, OV-11-010, FOR CHLORINATOR ADVANCE, MODEL 841, RATE 0-50 MANUFACTURER PART NO = 066310-1 SER NO = 066310-1 |  |  |  | 2FA18F46 | 3 | EA | 3.9
PETE | 5216221 | 10.535.886 | VALVE, ASSEMBLY, FOR CHLORINATOR ADVANCE, MODEL 841, RATE 0-50 MANUFACTURER PART NO. = 066310-1 SER NO = 066310-1 |  |  |  | 2FA18F45 | 1 | EA | 178.75
PETE | 5216222 | 10.530.991 | KIT, AUTOMATIC, FOR ADVANCE, MODEL 841, STYLE CHLORINATOR MANUFACTURER PART NO = 066310-1, S/N 066310-1 |  |  |  | 2FA18F42 | 1 | EA | 324.6
PETE | 5216225 | 10.533.560 | RING, OV-11-214, FOR CHLORINATOR ADVANCE, MODEL 841, RATE 0-50 MANUFACTURER PART NO = OV-11-214 SER NO = 066310-1 |  |  | OV-11-214 | 2FA18E42 | 2 | EA | 7.9
PETE | 5216251 | 10.519.859 | O-RING, NITRILE FOR FISHER CONTROL VALVE MODEL 655-ED, SIZE 3A MFG PART # 1D237506992 S/N 8038610 |  |  | 1D237506992 | 2FA9E25 | 1 | EA | 1.93
PETE | 5216323 | 10.526.129 | BOARD, CONTROL, FOR RATIONALIZER BOSTON GEAR, MODEL VEL2512A24 MANUFACTURER PART NO = 60208 SER NO = F-TX |  |  | 60208 | 2FA9F4 | 1 | EA | 139.34
PETE | 5216326 | 10.507.785 | CUBE, POWER, FOR RATIONALIZER BOSTON GEAR, MODEL VEL2512A24 MANUFACTURER PART NO = 60229 SER NO = F-TX |  |  | 60229 | 2FA9F5 | 1 | EA | 58.39
PETE | 5216333 | 10.512.017 | VALVE, CYLINDER YOKE, AUXILLARY FOR CHLORINATOR WALLACE & TIERNAN MANUFACTURER PART NO = U-1244 |  |  | U-1244 | 2FA18E42 | 1 | EA | 64.03
PETE | 7001198 | 10.513.850 | BEARING,ROLLER,DOUBLE ROW,1.2662 IN BORE,52 MM OD, 1.625 IN WIDTH, WIDE TYPE, WITHOUT INNER RACE. |  |  |  | 1FA7F39 | 4 | EA | 169.96
PETE | 5216301 | 10.528.521 | DISPLAY, NUMERIC 2 UNIT ASSEMBLY, 0-9 CHARACTER DISPLAY FILM 4000, 28V LAMP 1820, SERIES 0010, W/MOUNTING ASSEMBLY KIT 0020-12, & SLIM-LINE BEZEL8001-12 |  |  |  | 2FA8G2 | 1 | EA | 201.42
PETE | 5216325 | 10.515.873 | CONTACT, AUX KIT, FOR RATIONALIZER BOSTON GEAR, MODEL VEL2512A24 MANUFACTURER PART NO = 60271 SER NO = F-TX |  |  | 60271 | 2FA9F5 | 1 | EA | 173.34
PETE | 7002310 | 10.525.310 | ADAPTER,BEARING,BORE-3.4375 IN,BNG SERIES 13/222, THICKNESS-2.869 IN. |  |  | L55CV46000 | 1FA7D29 | 4 | EA | 123.8
PETE | 5002371 | 10.508.073 | COPPER, LEAD TINNED, FOR T/R KV DIV. ASSY, FOR BELDEN, PRECIPITATOR, MANUFACTURER PART NO = 5070 |  |  | 5070 | 2FA9F50 | 5 | FT | 5.25
PETE | 5603735 | 10.531.178 | LEVER, ASSY, .5 TO 3" STROKE, FOR MOORE PRODUCTS CO., MODEL 721, VALVE POSITIONER MANUFACTURER PART NO = 118-39 |  |  |  | 1FA2F18 | 2 | EA | 23.24
PETE | 5603289 | 10.500.945 | PLUG, VALVE FOR FISHER VALVE POSITIONER MODEL 3560 MFG PART # 1J96431401 S/N 4172448 |  |  | 1J96431401 | 1FA2F57 | 1 | EA | 0.21
PETE | 5603290 | 10.535.025 | SPRING, VALVE PLUG FOR FISHER VALVE POSITIONER MODEL 3560 MFG PART # 0X08363702 S/N 4172448 |  |  | 0X08363702 | 1FA2F57 | 3 | EA | 0.36
PETE | 6706440 | 10.530.092 | HEAD, SUCTION, ID 3, FOR SUBMERSIBLE DEWATERING GORMAN RUPP PUMP CO., MODEL S3A1 MANUFACTURER PART NO = 9907 SER NO = 387083. | 266CHP0001 | 1-1 SUMP PUMP AND MOTOR,TK HPR BASEMENT GORMANN RUPP |  | 2FA4A9 | 2 | EA | 93.7
PETE | 5003728 | 10.503.621 | CONTACT, ARC, FOR SWITCHGEAR SIEMENS-AC, MODEL LA600, VOLTS/AMPS 480V/600AMANUFACTURER PART NO = 71-141-803-501 SER NO = S-84429A7/S-84429D5 |  |  | 71-141-803-501 | 2FA7F16 | 5 | EA | 320.1
PETE | 6706983 | 10.516.990 | GASKET SLEEVE(OUTER) |  |  |  | 2FA15E11 | 8 | EA | 9.12
PETE | 5601251 | 10.507.232 | CAM, LIMIT, FOR SECONDARY AIR DAMPERS ABB COMBUSTION ENG, MODEL 27B MANUFACTURER PART NO = 50 |  |  |  | 2FA8F1 | 5 | EA | 1.9
PETE | 5603599 | 10.516.203 | DISC, DISC & SHAFT ASSEMBLY FOR FISHER CONTROL VALVE MODEL 1061-8500, SIZE6" MFG PART # 22A8833X092 |  |  | 22A8833X092 | 4FA55B3 | 2 | EA | 1238.36
PETE | 6002604 | 10.527.816 | COIL ASSY, 10,000 P/N 2433K44G703, FOR MODEL 551 GAGE & COMPOUND TRANSMITTER ONLY, BOURDON TUBE ASSEMBLY |  |  |  | 2FA17E46 | 2 | EA | 149.38
PETE | 6706048 | 10.513.510 | BEARING, P/N 409, FOR MILTON ROY PUMP CO, MODEL MODEL B, SIZE DMRI5492S MANUFACTURER PART NO = 409 SER NO = 73707 3. |  |  | I54ST00705 | 2FA9E16 | 6 | EA | 40.38
PETE | 6706504 | 10.514.969 | CHECK, BALL, FOR RELIEF VALVE, FOA MILTON ROY PUMP CO, MODEL DMRI77140S, MANUFACTURER PART NO = 407 H. |  |  |  | 2FA9F14 | 4 | EA | 2.48
PETE | 5003462 | 10.526.137 | BOARD, EXTENDER, FOR DENSITY GAGE OHMART CORP., MODEL EDS-1-FA2 MANUFACTURER PART NO = 125-20155 SER NO = 2398 |  |  | 125-20155 | 2FA14F25 | 1 | EA | 55
PETE | 5003502 | 10.534.005 | SEAL, FOR 16" BUTTERFLY VALVE DEZURIK, MODEL 1600 |  |  | SEAT1600 | 2FA14E35 | 18 | EA | 35.64
PETE | 5216336 | 10.523.839 | TUBE, FLEX CONN, 4'LONG, 5/8"MALE STRAIGHT THREAD WALLACE & TIERNAN, STYLECHLORINATOR MANUFACTURER PART NO = UX-4235 |  |  | UX-4235 | 2FA18B29 | 1 | EA | 28.78
PETE | 6106180 | 10.525.907 | BELLOWS, FOR TRANSMITTER HONEYWELL, MODEL 3020000000 MANUFACTURER PART NO = 720526-1. |  |  |  | 2FA17D34 | 2 | EA | 301.22
PETE | 5206816 | 10.513.169 | BALL, P/N U108XS FOR L.A. DEMINERALIZER MIXED BED FLOW INTEGRATOR MODEL 14EAP STYLE B. |  |  | U108XS | 2FA18F27 | 4 | EA | 22.84
PETE | 6004630 | 10.523.838 | TUBE, ELECTRONIC, 7895 NUVISTOR PT. #844276-0002. |  |  |  | 2FA16E40 | 3 | EA | 97.86
PETE | 5711696 | 10.515.023 | BUSHING, TAPERLOCK, BORE- 2.625 KEYWAY- .625X.312 |  |  | B83HB72680 | 1FA3C32 | 4 | EA | 47.44
PETE | 5603667 | 10.522.334 | SPRING FOR FISHER PRESSURE CONTROLLER MODEL 164-A MFG PART # 1D6668 2702 |  |  | 1D66682702 | 1FA2E13 | 9 | EA | 3.69
PETE | 5603669 | 10.528.493 | DISC, VALVE ASSY FOR FISHER PRESSURE CONTROLLER MODEL 164-A MFG PART # 1E4567000A |  |  | 1E4567000A | 1FA2E13 | 3 | EA | 7.71
PETE | 5603670 | 10.522.866 | STEM, VALVE FOR FISHER PRESSURE CONTROLLER MODEL 164-A MFG PART # 1D9638 3503 |  |  | 1D96383503 | 1FA2E13 | 3 | EA | 9.9
PETE | 5603671 | 10.509.110 | GUIDE, STEM FOR FISHER PRESSURE CONTROLLER MODEL 164-A MFG PART # 1D6669 1401 |  |  | 1D66691401 | 1FA2E13 | 5 | EA | 6.35
PETE | 5701909 | 10.515.912 | CYLINDER, FOR CONTROMATIC OPERATOR 500B DETAIL 4. MANUFACTURER PART NO. 14 |  |  | 14 | 1FA7G12 | 6 | EA | 552.42
PETE | 6708194 | 10.502.816 | SHAFT, DRIVE, FOR WORTHINGTON PUMP, MODEL 5 GRM MANUFACTURER PART NO = 52897-30 |  |  |  | SB5A4B7 | 1 | EA | 577.33
PETE | 5206785 | 10.502.128 | O-RING, FOR MILTON ROY PUMP CO, MODEL MRI48A95R, SIZE/DESC ACID FEED MANUFACTURER PART NO = 225A, S/N 123320-2 |  |  | 225A | 2FA18F28 | 4 | EA | 3.04
PETE | 6708290 | 10.529.773 | GASKET, HEAD PRIMING PORT, FOR WALLACE & TIERNAN, MODEL A416012, MANUFACTURER PART NO = P-12588 S/N XX32814. |  |  |  | 2FA5F3 | 3 | EA | 0.72
PETE | 7001025 | 10.506.913 | BEARING,BALL,SINGLE ROW,RADIAL,LIGHT SERIES, 25 MM BORE,OPEN |  |  | F07BH35370 | 1FA7F38 | 6 | EA | 10.92
PETE | 7001195 | 10.513.383 | BEARING,BALL,SINGLE ROW,RADIAL,LIGHT SERIES, 40 MM BORE,2 SEALS,WIDE TYPE. |  |  | M82AZ45780 | 1FA7F38 | 2 | EA | 37.2
PETE | 7001196 | 10.525.697 | BEARING,BALL,SINGLE ROW,RADIAL,MEDIUM SERIES, 45 MM BORE,1 SHIELD. |  |  | F10BH73790 | 1FA7F39 | 4 | EA | 21.52
PETE | 5603638 | 10.500.626 | VALVE FOR FISHER CONTROL VALVE MODEL 8500-06S63, SIZE 6" MANUFACTURER PARTNO. = |  |  | 850006S63 | 1FA2H5 | 1 | EA | 1214.5
PETE | 5203182 | 10.502.498 | SPRING, FOR MISSION, MODEL 6, SIZE CHECK MANUFACTURER PART NO = 11364 2 |  |  |  | 2FA9E40 | 3 | EA | 75.36
PETE | 6001319 | 10.517.577 | GEAR, ASSY, KIT, FOR INSTRUMENT SALES & SERVICE, MODEL NPDES, STYLE RECORDER MANUFACTURER PART NO = 55046. |  |  |  | 2FA17F9 | 1 | EA | 135.37
PETE | 6001355 | 10.510.323 | PREFILTER, DONALDSON PBH00-0203 #D775311 FOR UNITS 1, 2 & 3 DURAG DR-280AVOPACITY MONITORS. MANUFACTURER PART NO = D775311 |  |  |  | 2FA17A31 | 1 | EA | 47
PETE | 5216019 | 10.535.930 | VALVE, GAS PRESSURE REGULATOR FOR WATER CHLORINATR WALLACE & TIERNAN MANUFACTURER PART NO = U20757 SER NO = A731075LL15191 |  |  | U20757 | 2FA18F50 | 1 | EA | 323.91
PETE | 6001076 | 10.526.549 | BOARD, INSTRUMENT, P/N 241A-2-12 FOR CONTROLOTRON FLOW DISPLAY COMPUTER P/N 24IN-CS40-A-T S/N 6964A. |  |  |  | 2FA17C50 | 1 | EA | 336.12
PETE | 6001075 | 10.526.550 | BOARD, INSTRUMENT, PART #241A-1-12 FOR CONTROLOTRON FLOW DISPLAY COMPUTER PART NO 24IN-CS40-A-T, S/N 6964A, FLOWMETER. |  |  |  | 2FA17C49 | 1 | EA | 682
PETE | 6001078 | 10.503.214 | BOARD, INSTRUMENT, P/N 241A-5-12 FOR CONTROLOTRON FLOW DISPLAY COMPUTER P/N 24IN-CS40-A-T S/N 6964A. |  |  |  | 2FA17C52 | 1 | EA | 329.86
PETE | 6001079 | 10.506.755 | BOARD, INSTRUMENT, P/N 241A-12 FOR CONTROLOTRON FLOW DISPLAY COMPUTER P/N 24IN-CS40-A-T S/N 6964A |  |  |  | 2FA17C53 | 1 | EA | 205.53
PETE | 6001080 | 10.514.241 | BOARD, INSTRUMENT,P/N 241A-7 FOR CONTROLOTRON FLOW DISPLAY COMPUTER P/N 24IN-CS40-A-T S/N 6964A. |  |  |  | 2FA17C54 | 1 | EA | 210.55
PETE | 5216175 | 10.534.342 | SENSOR, ASSY, FOR FLOWMETER TRANSMITTER NEPTUNE EASTECH, MODEL 2150 MANUFACTURER PART NO = 0012013 |  |  | 0012013 | 2FA9E12 | 1 | EA | 251.4
PETE | 5109232 | 10.512.130 | WASHER, LOCK, 3/4", 92-12 FOR CASE 1450 DOZER S/N 8379999 |  |  |  | 2FA6F51 | 68 | EA | 13.6
PETE | 5206933 | 10.514.209 | BOARD, AMPLIFIER, #633550 FOR HAYS-REPUBLIC MODEL 2550 INSTRAMATIC RECORDERS WATER TREATMENT RECORDERS |  |  | 633550 | 2FA17E14 | 2 | EA | 560.06
PETE | 3914230 | 10.515.120 | COIL, 115 VAC, 60 CYCLE, RESET SOLENOIDS, CLASS A FOR R.G. LAURENCE, MODEL824224, TYPE VALVE MANUFACTURER PART NO = 60934-WA822SW-PS S/N 20028-3 |  |  | 60934-WA822SW-PS | 4FA5A33 | 1 | EA | 27.31
PETE | 5206783 | 10.522.022 | SEAT, LOWER, FOR MILTON ROY PUMP CO, MODEL MRI48A95R, SIZE/DESC ACID FEED MANUFACTURER PART NO = 224, S/N 123320-2 |  |  | 224 | 2FA18F28 | 4 | EA | 188.28
PETE | 5206784 | 10.510.110 | PIN, LIMIT-CAZO, ITEM 292, FOR MILTON ROY PUMP CO, MODEL MRI48A95R, SIZE/DESC ACID FEED MANUFACTURER PART NO = 292, S/N 123320-2 |  |  | 292 | 2FA18F28 | 4 | EA | 30.32
PETE | 5003481 | 10.533.655 | SEAL, U-RING, FOR 2" CONTROL VALVE DEZURIK, MODEL ECC MANUFACTURER PART NO= 1002179 |  |  | 1002179 | 2FA14E31 | 3 | EA | 1.83
PETE | 5003487 | 10.532.277 | PLUG, FOR 2 IN CONTROL VALVE,DEZURIK, FIGURE 130, F,1,RS16,ASG5, |  |  | FIGURE 130 | 2FA14E33 | 1 | EA | 49.95
PETE | 6706968 | 10.520.702 | PUMP, MATL CI, 5.25 IMP DIA, FOR WORTHINGTON PUMP, MODEL 1.2X1.0X5, SIZE D511 MANUFACTURER PART NO = D511, 1.2X1.0X5 |  |  |  | 2FA13H24 | 1 | EA | 274.91
PETE | 6706963 | 10.517.470 | GASKET, FOR WORTHINGTON PUMP, MODEL 1.2X1.0X5, SIZE/TYPE D511 MANUFACTURERPART NO = 390055 1. |  |  |  | 2FA13F47 | 3 | EA | 5.13
PETE | 6706964 | 10.513.673 | BEARING, BALL, SINGLE ROW, RADIAL,LIGHT SERIES, OPEN, 17 MM BORE. |  |  |  | 2FA13F47 | 3 | EA | 18.15
PETE | 6706965 | 10.510.674 | RING, LANTERN, FOR AIR COMP. COOLING TWR SAMPLE WORTHINGTON PUMP, MODEL D511, SIZE 1.2X1.0X5 MANUFACTURER PART NO = P 2830 30 MATL CAST IRON, IMP DIA 5.25. |  |  |  | 2FA13F48 | 3 | EA | 37.74
PETE | 6706966 | 10.519.581 | PACKING, FOR AIR COMP. COOLING TWR SAMPLE PUMP, WORTHINGTON PUMP, MODEL D511, SIZE 1.2 X 1.0 X 5 MANUFACTURER PART NO = P 2831 IMP DIA 5.25. |  |  |  | 2FA13F48 | 2 | ST | 20.82
PETE | 6716324 | 10.533.995 | SEAL, BEARING COVER (OUTBOARD),AIR COMP COOLNG TWR WORTHINGTON PUMP, MODELD-511 MANUFACTURER PART NO = 49 GROUP P-2832. |  |  |  | 2FA13F46 | 3 | EA | 56.19
PETE | 6716325 | 10.521.323 | SEAL, BEARING COVER (INBOARD),AIR COMP.COOLNG TWR WORTHINGTON PUMP, MODEL D-511 MANUFACTURER PART NO = 49-A GROUP 2833. |  |  |  | 2FA13F46 | 2 | EA | 14.86
PETE | 6001112 | 10.515.531 | CONTACT, SLIDEWIRE WIPER 19583 FOR RECORDERS |  |  |  | 2FA17F44 | 3 | EA | 96.54
PETE | 5216382 | 10.504.738 | KIT, SPARE PART, W/BONNET GASKET FOR VALVE ASCO, MODEL 8320B175M0 MANUFACTURER PART NO = 208-786 |  |  | 208-786 | 2FA9F7 | 2 | EA | 28.52
PETE | 5711738 | 10.501.780 | BEARING,BALL, DOUBLE ROW, ANGULAR CONTACT,LIGHT SERIES,35 MM BORE,1 SHIELD. |  |  | M82AX26950 | 1FA3E45 | 3 | EA | 90.81
PETE | 5711741 | 10.526.017 | BEARING, ROLLER, SINGLE ROW, 45.0 MM BORE, 85.0 MM OD, 19.0 MM WIDTH, CYLINDRICAL ROLLER BEARING. |  |  |  | 1FA3E46 | 3 | EA | 54.18
PETE | 7001341 | 10.506.924 | BEARING,BALL,DOUBLE ROW,RADIAL,MEDIUM SERIES, 30 MM BORE,WITH SNAP RING. |  |  | F07AX26346 | 1FA3E38 | 3 | EA | 56.34
PETE | 6001193 | 10.506.742 | BOARD, CIRC CALB FOR PRIMARY AIR FLOW TRANSMITTER ROSEMOUNT UNILOC, MODEL 1151DP3C12 MANUFACTURER PART NO = 01151-0070-0001. |  |  |  | 2FA17F42 | 2 | EA | 330.4
PETE | 6002766 | 10.503.900 | CHOPPER, CHAMBRIDGE #54465-1 FOR ESTERLINE ANGUS RECORDER MODEL #E1124E S/N 942284, USED AS NPDES RIVER TEMPERATURE RECORDER. |  |  |  | 2FA17E49 | 1 | EA | 112.45
PETE | 6002767 | 10.526.546 | BOARD, INSTRUMENT, ASY., AMPLIFIER PC 54830-D FOR ESTERLINE ANGUS RECORDERMODEL #E1124E S/N 942284 |  |  |  | 2FA17A49 | 2 | EA | 1669.68
PETE | 6718336 | 10.503.741 | BRACKET, SLIDING, FOR FLYGT, MODEL CS3152, TYPE SUBMERSIBLE MANUFACTURER PART NO = 380911. |  |  |  | 2FA4D2 | 1 | EA | 206
PETE | 7001194 | 10.525.695 | BEARING,BALL,SINGLE ROW,RADIAL,LIGHT SERIES, 40 MM BORE,1 SHIELD |  |  | F10BH59298 | 1FA7F38 | 2 | EA | 5.28
PETE | 5206929 | 10.519.298 | MOTOR, FOR INSTRAMATIC REC.WATER TREATMENT REC. HAYS-REPUBLIC, MODEL 2550,TYPE RECORDER MANUFACTURER PART NO = 772601 |  |  | 772601 | 2FA17E13 | 2 | EA | 217.84
PETE | 5206940 | 10.516.075 | CORD, DRIVE, FOR INSTRAMATIC RECORDER HAYS-REPUBLIC, MODEL 2550, STYLE WATER TREATMENT MANUFACTURER PART NO = 772628 |  |  | 772628 | 2FA17E16 | 5 | EA | 61.1
PETE | 6708151 | 10.504.135 | CYLINDER, ITEM 3, FOR CLOW CORP, MODEL ROOTS LOBE, TYPE 33 AF MANUFACTURERPART NO = 850-850-023 3. |  |  |  | 2FA5G1 | 2 | EA | 274.12
PETE | 5603837 | 10.528.544 | COVER, VOLUME CHAMBER FOR TEMPERATURE CONTROLLER FISCHER & PORTER, MODEL 53P51510A MANUFACTURER PART NO = 641B053U01 SER NO = 7407A0952A1 |  |  |  | 2FA16E5 | 1 | EA | 35.52
PETE | 5603838 | 10.501.294 | O-RING, SHAPED, FOR FISCHER & PORTER, MODEL 53P51510A, TEMPERATURE CONTROLLER, MANUFACTURER PART NO = 101A001U01, S/N 7407A-0952A1 |  |  |  | 2FA16E5 | 8 | EA | 10.08
PETE | 5603843 | 10.531.985 | O-RING, ADJUSTMENT, STEM, FOR FISCHER & PORTER, MODEL 53P51510A, TEMP CONTROLLER, MANUFACTURER PART NO = 101W702U01, S/N 74074-0952A1 |  |  |  | 2FA16E5 | 8 | EA | 6.08
PETE | 5603846 | 10.504.405 | LINK, CONNECTING, PROCESS VARIABLE, FOR FISHER & PORTER, MODEL 53P51510A, STYLE CONTROLLER MANUFACTURER PART NO = 649B042U02,S/N 7407A-0952A1 |  |  |  | 2FA16E6 | 1 | EA | 43.58
PETE | 5603847 | 10.530.891 | LINK, DEVIATION TO CONTROLLER, FOR FISCHER & PORTER, MODEL 53P51510A, STYLE CONTROLLER MANUFACTURER PART NO = 647B096U01,S/N 7407A-0952A1 |  |  |  | 2FA16E6 | 1 | EA | 23.68
PETE | 5603848 | 10.534.948 | SPRING, FOR STATOR COOLING WATER TEMPERATURE CONTROLLER, FISCHER & PORTER,MODEL 53P51510A, S/N 7407A-0952A1, UNITS 2,3,4 MANUFACTURER PART NO = 424B091U01 |  |  |  | 2FA16E6 | 4 | EA | 7.04
PETE | 5003469 | 10.517.751 | GUIDE, PISTON, FOR 2-1/2 & 3 IN DEZURIK, FIGURE 130 F.I.RS16,ASG7 CONTROL VALVE MANUFACTURER PART NO = 1021630 |  |  | 1021630 | 2FA14F27 | 3 | EA | 6.69
PETE | 5003473 | 10.519.333 | O-RING, PISTON, FOR 2.5" & 3" ECC CONTROL VALVE DEZURIK, MODEL RS16 ASG7 MANUFACTURER PART NO = 1012911 |  |  | 1012911 | 2FA14F28 | 8 | EA | 61.52
PETE | 5603839 | 10.535.925 | VALVE, FAST (RESET OR DERIVATIVE), FOR FISCHER & PORTER CONTROLLER, FOR UNITS 2, 3 & 4, STATOR COOLING WATER CONTROL (TEMPERATURE CONTROLLER) MANUFACTURER PART NO. = 668B085U01 |  |  | 668B085U01 | 2FA16E6 | 1 | EA | 49.85
PETE | 5603842 | 10.522.857 | STEM, ADJUSTMENT, PT.# 635B036U01 FOR FISCHER & PORTER CONTROLLER SER.# 74074-0952A1 SER.# 53PF1510A, UNITS #2, 3 & 4, STATOR COOLING WATER CONTROL (TEMPERATURE CONTROLLER) |  |  |  | 2FA16E6 | 1 | EA | 26.19
PETE | 6708291 | 10.533.893 | SEAT, PUMP SHAFT FOR WALLACE & TIERNAN, MODEL A416012 MANUFACTURER PART NO= P-11552 SER NO = XX32814. |  |  |  | 2FA5F3 | 7 | EA | 10.99
PETE | 6716502 | 10.510.697 | RING, WEAR, FORM SPAD-99K, FOR INGERSOLL RAND CO., SIZE 3X1.5X13HEC MANUFACTURER PART NO = 3050A375AVSA001 SER NO = 1082/5048 & 5049. |  |  |  | 2FA13E13 | 1 | EA | 65
PETE | 6708286 | 10.500.215 | SEAT, IPUMP HEAD POPPET VALVE, FOR WALLACE & TIERNAN, MODEL A416012 MANUFACTURER PART NO = P-12600 SER NO = XX32814. |  |  |  | 2FA5F4 | 4 | EA | 19.04
PETE | 6708287 | 10.536.352 | VALVE, POPPET, FOR PUMP HEAD FOR WALLACE & TIERNAN, MODEL A416012 MANUFACTURER PART NO = PXA-12638 SER NO = XX32814. |  |  | PXA-12638 | 2FA5F6 | 7 | EA | 13.58
PETE | 6708288 | 10.517.130 | GASKET, VALVE SEAT, FOR WALLACE & TIERNAN, MODEL A416012, MANUFACTURER PART NO = P-12601 S/N XX32814. |  |  |  | 2FA5F6 | 52 | EA | 16.64
PETE | 5402112 | 10.506.841 | BARRIER, FOR STORED ENERGY OPERATED BREAKER ASSY SIEMENS-AC, MODEL MA75/250C1, DESC 4KV MANUFACTURER PART NO = 71-210-600-002 |  |  |  | 4FA55A2 | 3 | EA | 1377.24
PETE | 5402118 | 10.525.525 | BARRIER, PHASE, CTR, FOR STORED ENERGY OP BREAKER SIEMENS-ALLIS CHALMERS, MODEL MA75/250C1, DESC 4KV MANUFACTURER PART NO = 71-208-833-501 |  |  |  | 4FA55A2 | 3 | EA | 708.48
PETE | 6002771 | 10.503.869 | CAPACITOR, INSTRUMENT, MODEL- 25 KVA INVERTER TYPE- 13 MFD, DESC- 1000 VAC. |  |  |  | 2FA17B51 | 2 | EA | 113.52
PETE | 3908503 | 10.512.023 | VALVE, GATE, SIZE/CONN- 1.25 SW BODY/TRIM- CARP 20 MANUFACTURER PART NO.= |  |  |  | 4FA56A2 | 2 | EA | 676
PETE | 5206786 | 10.527.273 | CHECK, BALL ALLOY C FOR ACID FEED PUMP MILTON ROY PUMP CO, MODEL MRI48A95RMANUFACTURER PART NO = 407D SER NO = 123320-2 |  |  | 407D | 2FA18F28 | 5 | EA | 80.85
PETE | 5206781 | 10.532.786 | POSITIONER, VALVE, FOR MOORE VALVE, MODEL MRI4895A, TYPE/SIZE ACID FEED MANUFACTURER PART NO = 403, S/N 123320-2 |  |  | 403 | 2FA18F29 | 1 | EA | 272.01
PETE | 6716537 | 10.511.110 | SHAFT, W/KEYS, FOR BEARING COOLING WATER PUMPS INGERSOLL RAND CO., SIZE/TYPE 6X14SD MANUFACTURER PART NO = 208B10X23-320S00 SER NO = 1182/630& 31. |  |  |  | 4FA52A4 | 1 | EA | 445
PETE | 5617286 | 10.516.795 | FUSE, CARTRIDGE, BLADE, 350 A, 150 V, SEMICONDUCTOR, 1" X 2 21/32", BUSS FWA350 OR EQUAL. |  |  | FWA-350 | 2FA23A19 | 30 | EA | 876.3
PETE | 5711792 | 10.509.770 | PIPE, DURITE, SIZE- 8, LENGTH- 1.5 IN |  |  | 2-174108-15 | 4FA54A6 | 3 | EA | 132.27
PETE | 5413248 | 10.500.531 | RESISTOR, GENERAL PURPOSE, OHMS- 500, VOLTS- 50 TYPE- ADJ |  |  |  | 2FA7F33 | 2 | EA | 11
PETE | 5413249 | 10.520.774 | RESISTOR, GENERAL PURPOSE, OHMS- 750, VOLTS- 25 W TYPE- 4160 SWGR |  |  |  | 2FA7F34 | 3 | EA | 9.3
PETE | 5605850 | 10.535.808 | TIMER, 1 TO 10 MIN |  |  |  | 2FA25A5 | 2 | EA | 116.18
PETE | 6708289 | 10.508.265 | DIAPHRAGM, PUMP HEAD, FOR HYPOCHLORINATOR WALLACE & TIERNAN, MODEL A416012MANUFACTURER PART NO = U-4578 SER NO = XX32814. |  |  |  | 2FA5F6 | 3 | EA | 85.62
PETE | 6708200 | 10.521.347 | SEAL, MECH, FOR WORTHINGTON PUMP, MODEL 1 GARM, TYPE X MANUFACTURER PART NO = 35891 |  |  |  | 2FA9E24 | 4 | EA | 73.84
PETE | 5402773 | 10.509.597 | OSCILLATOR, ASSY FOR 480V POWER CENTER BREAKER WESTINGHOUSE, MODEL DS206/416/420 MANUFACTURER PART NO = 436B923G01 |  |  |  | 2FA24E24 | 2 | EA | 166.6
PETE | 3914188 | 10.509.051 | GEAR, INTERMITTENT, PART #9 USED ON LIMITORQUE VALVE CONTROL, TYPE SMA, S/N 22500A, VALVE B-15982, POS. A. SIZE 1. |  |  | TYPE SMA | 1FA16E28 | 1 | EA | 2.98
PETE | 5301676 | 10.533.197 | RELAY, ALARM, FOR TRANSISTORIZED CONTROL PANEL ABB COMBUSTION ENG SCVS MANUFACTURER PART NO = 135079 |  |  |  | 2FA19G1 | 1 | EA | 117.11
PETE | 5216021 | 10.508.043 | CONTAINER, FOR CONDENSATE ANALYZER POWDEX UNIT 2/3 MANUFACTURER PART NO = 10803N2 |  |  | 10803N2 | 2FA18A31 | 2 | EA | 550.64
PETE | 5216024 | 10.520.003 | PLUG, LOWER, FOR CONDENSATE ANALYZER POWDEX, UNIT 2&3 MANUFACTURER PART NO= 10804 |  |  | 10804 | 2FA18F49 | 2 | EA | 312
PETE | 5301679 | 10.520.561 | RELAY, REED FOR TRANSISTORIZED CONTROL PANEL ABB COMBUSTION ENG SCVS MANUFACTURER PART NO = 129513 |  |  |  | 2FA19G1 | 2 | EA | 60.54
PETE | 5402774 | 10.520.736 | RESET, OSCILLATOR, FOR POWER CENTER BREAKER WESTINGHOUSE, MODEL DS206/416/420, DESC 480V MANUFACTURER PART NO = 436B923G01 |  |  |  | 2FA24G21 | 2 | EA | 26.6
PETE | 5603891 | 10.504.503 | GASKET, SPRING PLATE, HI TEMP. FOR FISHER LEVEL CONTROLLER MODEL 2502 MFG PART # 1K7000 04142 |  |  | 1K700004142 | 2FA25E5 | 4 | EA | 6.8
PETE | 3907336 | 10.521.231 | RETAINER, HINGE PIN, ITEM #13, FOR ROCKWELL EDWARD DISCHARGE CHECK VALVE FIG. 2570Y, 2500# PRESS TILTING DISK TYPE, .10# SIZE, P/N 414974 |  |  | 13 | 1FA16E10 | 2 | EA | 429.24
PETE | 3907337 | 10.502.248 | GASKET, HINGE PIN, ITEM 10, FOR ROCKWELL INTERNATIONAL, MODEL 10IN. 2500LB, TYPE DISCHARGE CHECK VALVE, MANUFACTURER PART NO = 10(188140) |  |  | 188140 | 1FA16E10 | 1 | ST | 119.39
PETE | 3907339 | 10.502.382 | INSERT, BEARING, FOR ROCKWELL INTERNATIONAL, MODEL 10 2500# VALVE, TYPE/USE DISCHARGE CHECK MANUFACTURER PART NO = 15 (414962) |  |  | 414962 | 1FA16E11 | 2 | EA | 231.92
PETE | 5216063 | 10.509.706 | MOTOR, ELECTRIC-AC, HORSEPOWER-1/20, RPM- 2 115 VOLTS,60 HZ,113 IN/LB TORQUE,TEFC, DAYTON 3M125B. |  |  | 3M125B | 4FA51B9 | 1 | EA | 93.64
PETE | 6004266 | 10.528.455 | DIODE, LED, FOR STACK GAS MONITOR DURAG MANUFACTURER PART NO = 31136 |  |  | 31136 | 2FA17F35 | 6 | EA | 197.82
PETE | 7001119 | 10.513.385 | BEARING,BALL,SINGLE ROW,RADIAL,MEDIUM SERIES, 45 MM BORE,2 SEALS |  |  | F07BH74790 | 1FA7E59 | 3 | EA | 81.21
PETE | 5206707 | 10.500.953 | PREAMPLIFIER, PRE AMP, FOR MODEL 62604 ANALYZER MANUFACTURER PART NO = 2016017 |  |  | 2016017 | 2FA18E31 | 1 | EA | 475.1
PETE | 6708152 | 10.518.120 | IMPELLER, W/SHAFT, FOR WASTE TREATMENT SYSTEM AER-O-FLOW, MODEL S-150-33-3MANUFACTURER PART NO = 820-071-022 ROOTS ROTARY LOBE BLOWER, TYPE 33 AF |  |  | 820-071-022 | 2FA5G2 | 2 | EA | 338.86
PETE | 6708153 | 10.530.808 | IMPELLER, W/SHAFT, FOR WASTE TREATMENT SYSTEM AER-O-FLOW, MODEL S-150-33-3MANUFACTURER PART NO = 820-066-022 ROOTS ROTARY LOBE BLOWER, TYPE 33 AF |  |  | 820-066-022 | 2FA5G3 | 2 | EA | 338.88
PETE | 6708154 | 10.518.031 | GEAR, ITEM 6, FOR ROOTS DRESSER INC, MODEL S-150-33-3, MANUFACTURER PART NO = 820-057-021 |  |  | 820-057-021 | 2FA5E1 | 2 | PAA | 355.54
PETE | 6708155 | 10.529.769 | GASKET, GEARHOUSE TO HEAD, ITEM 8, FOR CLOW CORP, MODEL ROOTS LOBE, SIZE/TYPE 33 AF MANUFACTURER PART NO = 850-850-023 8. |  |  |  | 2FA5E1 | 4 | EA | 1
PETE | 5003889 | 10.533.992 | SEAL, ASSEMBLY PT #C-4549091 625 INCONEL MATERIAL REFERENCE TO ANDCO DRAWING #D-4545001 ANDCO PROJECT #881-821-00. |  |  | C-4549091 | SB1MA9 | 12 | EA | 6493.08
PETE | 6706052 | 10.528.756 | DIAPHRAGM, P/N 298, FOR MILTON ROY PUMP CO, MODEL MODEL B, SIZE DMRI5492S MANUFACTURER PART NO = 298, S/N 73707 3. |  |  |  | 2FA9E16 | 2 | EA | 29.54
PETE | 4901104 | 10.500.094 | BOARD, CONTROL, PLUG IN UNIT GRINNELL SAUNDERS VALVE, STYLE FIRE PROTECTION MANUFACTURER PART NO = A99P-24 |  |  | A99P-24 | 1FA11E5 | 3 | EA | 438.24
PETE | 7003515 | 10.525.716 | BEARING, FLANGED, 2-BOLT, 1-7/16 IN BORE, 5-1/8 IN BOLT HOLE CENTER, STANDARD DUTY |  |  | SFT-23 | 4FA2D14 | 2 | EA | 39.6
PETE | 6708202 | 10.500.551 | SEAL, MECHANICAL, FOR WORTHINGTON PUMP MANUFACTURER PART NO = 31446 |  |  | 31446 | 2FA9E24 | 2 | EA | 170.42
PETE | 5003893 | 10.502.772 | SEAL, STRAPS .018X4 3/16" X 4 3/4" 625 INCONEL MATERIAL REFERENCE TO ANDCODRAWING #D-4545001 ANDCO PROJECT #881-821-00. |  |  | D-4545001 | SB1MA9 | 62 | EA | 913.26
PETE | 6001526 | 10.531.959 | O-RING FOR FISHER INSTRUMENT MFG PART # 1H876106992 |  |  | 1H876106992 | 2FA24F3 | 2 | EA | 3.9
PETE | 6001527 | 10.519.677 | O-RING FOR FISHER INSTRUMENT MFG PART # 1H876206992 |  |  | 1H876206992 | 2FA24E7 | 2 | EA | 3.9
PETE | 6001531 | 10.500.043 | SEAL, ROTARY SHAFT FOR FISHER INSTRUMENT MFG PART # 16A5758X012 |  |  | 16A5758X012 | 2FA24E7 | 2 | EA | 9.96
PETE | 6001532 | 10.534.196 | SEAL, ROTARY SHAFT FOR FISHER INSTRUMENT MFG PART # 16A5759X012 |  |  | 16A5759X012 | 2FA24E8 | 2 | EA | 22.74
PETE | 6001533 | 10.509.875 | O-RING FOR FISHER INSTRUMENT MFG PART # 16A5764X012 |  |  | 16A5764X012 | 2FA24E8 | 1 | EA | 12.07
PETE | 6001535 | 10.513.589 | BELLOWS, ASSY FOR FISHER INSTRUMENT MFG PART # 16A5768X012 |  |  | 16A5768X012 | 2FA24E8 | 1 | EA | 26.27
PETE | 6001536 | 10.531.961 | O-RING FOR FISHER INSTRUMENT MFG PART # 16A5834X012 |  |  | 16A5834X012 | 2FA24E8 | 2 | EA | 5.32
PETE | 6001537 | 10.519.679 | O-RING FOR FISHER INSTRUMENT MFG PART # 16A5835X012 |  |  | 16A5835X012 | 2FA24E9 | 4 | EA | 4.28
PETE | 6001538 | 10.504.574 | O-RING FOR FISHER INSTRUMENT MFG PART # 16A5836X012 |  |  | 16A5836X012 | 2FA24E9 | 1 | EA | 4.62
PETE | 5004153 | 10.519.694 | KIT, SERVICE, FOR MARK CONTROLS, MODEL 891, MANUFACTURER PART NO = 9372-B |  |  | 9372-B | 2FA19G47 | 1 | EA | 10.59
PETE | 6001507 | 10.528.330 | DIAPHRAGM FOR FISHER INSTRUMENT MFG PART # IV557802032 |  |  | 1V557802032 | 2FA24G5 | 8 | EA | 3.68
PETE | 6001508 | 10.503.995 | GASKET FOR FISHER CONTROLLER MODEL 4194HB, MFG PART # IV557902032 |  |  | 1V557902032 | 2FA24G5 | 8 | EA | 3.68
PETE | 5403062 | 10.526.732 | BREAKER, CIRCUIT, AMPS- 600A, VOLTS- 600V PHASE- 2 |  |  | TJK626F000 | 2FA7C24 | 1 | EA | 416.5
PETE | 5603212 | 10.069.841 | DIAPHRAGM FOR FISHER CONTROL VALVE MODEL 655 AR MFG PART # 1F7022-02112 S/N 3788527 |  |  | 1F702202112 | 1FA2B28 | 3 | EA | 37.17
PETE | 5607441 | 10.530.654 | LAMP, IND MASTER SPEC CAT #2010A ROTO-TELLITE SERIES 1100 P/N 1203-F.F. #B-13222-C- 71C3 FOR #2 MAIN CONTROL BOARD. |  |  |  | 2FA16F57 | 2 | EA | 304.64
PETE | 6001534 | 10.531.029 | KIT, REPAIR, FOR FISHER, FLEXURE PIVOT MANUFACTURER PART NO = R419OXOOF22 |  |  | R4190X00F22 | 2FA24D3 | 3 | EA | 105.06
PETE | 6501167 | 10.531.000 | KIT, MINOR REPAIR, FOR WARMUP OIL PUMP IMO DELAVAL, MODEL C6DB187 SER NO =524812-2 |  |  |  | 2FA25A22 | 1 | EA | 136.32
PETE | 5403179 | 10.530.121 | HEATER, THERMAL OVERLOAD TRIP. G.E. PART NO. CR123-C25.0B, 24.6 AMPS, SIZE2. |  |  |  | 2FA7E37 | 6 | EA | 22.74
PETE | 5004167 | 10.522.734 | SWITCH, DIFFERENTIAL PRESSURE, ITEM 8, FOR R P ADAMS CO., MODEL VWS6, USED3 SCRUBBER MANUFACTURER PART NO = 3222 |  |  | 3222 | 2FA19C29 | 1 | EA | 408.1
PETE | 6002494 | 10.513.976 | BOARD, AMPLIFIER, FOR ALPHLINE TEMP TRANSMITTER ROSEMOUNT UNILOC INC, MODEL 444 MANUFACTURER PART NO = 444-0007-0001 (-10 DEG TO 50 DEG C) |  |  | 444-0007-0001 | 2FA17F11 | 3 | EA | 296.16
PETE | 6002495 | 10.513.989 | BOARD, RANGE, FOR ALPHALINE TEMPERATURE TRANSMITER ROSEMOUNT UNILOC INC, MODEL 444 MANUFACTURER PART NO = 444-0003-0001 (-10 DEG TO 50 DEG C) |  |  | 444-0003-0001 | 2FA17F11 | 2 | EA | 260.52
PETE | 4901100 | 10.515.619 | COIL, FOR SUPV RELAY, FOR ITT GRINNELL, MODEL DELUGE, STYLE CONTROLLER MANUFACTURER PART NO = 150 |  |  | ************************* | 1FA11E2 | 1 | EA | 139.12
PETE | 5206674 | 10.506.900 | BEARING,BALL,SINGLE ROW,RADIAL,MEDIUM SERIES, 35 MM BORE,OPEN |  |  |  | 2FA18E33 | 4 | EA | 13.72
PETE | 5206675 | 10.525.641 | BEARING,BALL,SINGLE ROW,RADIAL,MEDIUM SERIES, 35 MM BORE,WITH SNAP RING |  |  |  | 2FA18E33 | 5 | EA | 36.95
PETE | 5206815 | 10.519.746 | PIN, FORCE, FOR LA DEMINERALIZER MIXED BED FLOW FOXBORO, MODEL 14EAP, STYLE INTEGRATOR, STYLE B MANUFACTURER PART NO = U-108-XN |  |  | U-108-XN | 2FA18F27 | 2 | EA | 22.56
PETE | 6106189 | 10.505.808 | WHEEL, TURBINE, ITEM 7, FOR FOXBORO, MODEL 14A, STYLE INTEGRATOR MANUFACTURER PART NO = U0120DS |  |  | U0120DS | 2FA17C26 | 1 | EA | 262.23
PETE | 5206689 | 10.504.038 | GASKET, WEAR PLATE, ITEM 73J, FOR WORTHINGTON PUMP, MODEL D1012 DEMINERALIZER, SIZE/DESC 3X2X8 MANUFACTURER PART NO = P59978, S/N 646517 |  |  |  | 2FA18E32 | 5 | EA | 14.45
PETE | 5109209 | 10.504.587 | O-RING, P/N 25K80500 TRANS AND CONV FOR MICHIGAN DOZER 380 S/N 418E110K DOZER 280 S/N 8AMC102 LOADER 75B S/N 443A242 (8D1). |  |  |  | 2FA6C33 | 25 | EA | 77.5
PETE | 6002777 | 10.506.752 | BOARD, FREQ DETECTOR, FOR 3 PHASE 25KVA INVERTER SOLIDSTATE CONTROLS INC, MODEL 3SV12250 MANUFACTURER PART NO = 209224 SER NO = 8357-1 |  |  |  | 2FA17G25 | 2 | EA | 1261.16
PETE | 6002779 | 10.503.206 | BOARD, 3 PHASE CONTROL FOR 3 PHASE 25KVA INVERTER SOLIDSTATE CONTROLS INC,MODEL 3SV12250 MANUFACTURER PART NO = 211430 SER NO = 8357-1 |  |  |  | 2FA17G26 | 2 | EA | 2432.26
PETE | 6708903 | 10.521.336 | SEAL, GREASE, ITEM 14M FOR PACIFIC PUMP CO., MODEL 11-20121-1-133201-1782 MANUFACTURER PART NO = 14M, S/N GLR28061. |  |  |  | 2FA5F30 | 4 | EA | 100.4
PETE | 6708912 | 10.520.922 | RING, WEAR, FOR CASING FOR PACIFIC PUMP CO., MODEL 11-20121-133201-1782 MANUFACTURER PART NO = SER NO = GLR28061. |  |  |  | 2FA5F28 | 1 | EA | 75.84
PETE | 5003891 | 10.502.765 | SEAL, ASSEMBLY, PT #C-4549106 625 INCONEL MATERIAL REFERENCE TO ANDCO DRAWING #D-4545001 ANDCO PROJECT #881-821-00. |  |  | C-4549106 | SB1MA9 | 8 | EA | 5777.44
PETE | 6716126 | 10.529.777 | GASKET, IMP LOCKWASHER, ITEM 30, FOR WORTHINGTON PUMP, MODEL D-1011, SIZE 3 X 2 X 6 MANUFACTURER PART NO = 30, S/N Y673163 |  |  |  | 2FA13F34 | 7 | EA | 15.4
PETE | 5613308 | 10.513.803 | BOARD ASSY, PRINTED CIRCUIT, FMC 1330-001F USED ON 4LS52 ACID FEED TANK LEVEL CONTROL |  |  | FMC-1330-001F | 2FA25E38 | 1 | EA | 361.37
PETE | 5613310 | 10.507.138 | BOARD ASSY, PRINTED CIRCUIT, HTA 1284-001F USED ON 4LS52 ACID FEED TANK LEVEL CONTROL |  |  | HTA-1284-001F | 2FA25E38 | 1 | EA | 416.57
PETE | 5002983 | 10.509.738 | MOTOR, .05 RPM, 220V, FOR PRECIPITATOR RESEARCH COTTRELL INC, TYPE RAPPER CONTROL MANUFACTURER PART NO = 54734-L1 |  |  | 54734-L1 | 2FA19F42 | 1 | EA | 80.34
PETE | 6407534 | 10.519.294 | MOTOR, ELECTRIC-AC, HORSEPOWER- 3, RPM- 3450 FRAME- 56UZ, 230/460 VOLT |  |  |  | 4FA51B8 | 1 | EA | 218.78
PETE | 6407547 | 10.531.577 | MOTOR, ELECTRIC-AC, HORSEPOWER- 2, RPM- 3600 FRAME- 145JP, 3 PH, 230/460 V, |  |  |  | 4FA51B8 | 1 | EA | 155.41
PETE | 5003436 | 10.514.210 | BOARD, ANLOG & CURRENT FOR SIGNAL CONVERTER FISCHER & PORTER, MODEL 50SF2621A1 MANUFACTURER PART NO = 686B153U02 SER NO = 7512A5528A15-A18 |  |  | 686B153U02 | 2FA14E26 | 1 | EA | 1708.5
PETE | 6002584 | 10.515.113 | COIL ASSY., 1000 & 10,000 P/N 2433K44G 700 MODEL 551 GAGE AND COMPOUND TRANSMITTER ONLY - BOURDON TUBE ASSEMBLY |  |  |  | 2FA17E46 | 1 | EA | 121.46
PETE | 6626203 | 10.507.137 | BOARD, FOR BATTERY CHARGERS MBC, USED PETE3 MANUFACTURER PART NO = 3155-130 |  |  | 3155-130 | 2FA12F39 | 2 | EA | 128.02
PETE | 5003480 | 10.521.384 | SEAL, U-RING, FOR 2.5" & 3" CONTROL VALVES DEZURIK, MODEL ECC MANUFACTURERPART NO = 1002180 |  |  | 1002180 | 2FA14F30 | 2 | EA | 2.02
PETE | 6001232 | 10.511.847 | TRANSDUCER ASSY, P/N 301046-005, FOR DOWNSTREAM 1" NPT FOR MAPCO MODEL 8000 FLOWMETER S/N 1496S-2XXB. |  |  |  | 2FA17B14 | 1 | EA | 612
PETE | 5704725 | 10.515.024 | BUSHING, TAPERLOCK, BORE- 3.9375 |  |  | 3535X3 15/16 KW | 2FA11B10 | 2 | EA | 45
PETE | 5004173 | 10.525.725 | BEARING, NEEDLE, FOR UNIFIED DRIVE COLE-PARMER, MODEL MASTERFLEX, USED 7520-10 MANUFACTURER PART NO = A-1164 |  |  | A-1164 | 2FA2E3 | 1 | EA | 8.22
PETE | 5003465 | 10.503.207 | BOARD, CCT LINEARIZER FOR DENSITY GAGE OHMART CORP., MODEL EDS-1-FA2 MANUFACTURER PART NO = 116-15084 SER NO = 2398 |  |  | 116-15084 | 2FA14F26 | 2 | EA | 391.3
PETE | 5003468 | 10.526.304 | BOARD, TEMP COMP, FOR DENSITY GAGE OHMART CORPORATION, MODEL EDS-1-FA2 MANUFACTURER PART NO = 116-150-83 SER NO = 2398 |  |  | 116-150-83 | 2FA14F27 | 2 | EA | 348.3
PETE | 5005896 | 10.533.539 | SEAL, KIT, FOR ACTIVATOR, DIVERTER, AIR OPERATED MOSIER, MODEL J933, SIZE/TYPE PETE4 SO2 MANUFACTURER PART NO = AJK-32 |  |  | AJK-32 | 2FA19H34 | 3 | EA | 20.64
PETE | 5005898 | 10.524.226 | VALVE, STROKE SIG, FOR ACTIVATOR, DIVERTER, AIR OP MOSIER, MODEL J933 MANUFACTURER PART NO = 98 |  |  | 98 | 2FA19H33 | 3 | EA | 101.91
PETE | 5005899 | 10.535.850 | KIT, VALVE, REPAIR, FOR MOSIER, MODEL J933, SIZE PETE SO2 MANUFACTURER PART NO = K-51-12 |  |  | K-51-12 | 2FA19H33 | 3 | EA | 99.36
PETE | 5007559 | 10.514.270 | BOARD, CALIBRATION CIRCUIT FOR D/P TRANSMITTER RESEARCH COTTRELL INC, MODEL 1151DP4E12 MANUFACTURER PART NO = 1151-0139-0001 |  |  | 1151-0139-0001 | 2FA19H25 | 1 | EA | 95
PETE | 5007624 | 10.520.413 | PLUG, SIDE DRAIN, FOR RESEARCH COTTRELL INC., MODEL 1151GP4E12, SIZE TRANSMITTER MANUFACTURER PART NO = C10386-0002 |  |  | C10386-0002 | 2FA19H25 | 1 | EA | 3
PETE | 5005895 | 10.513.999 | BODY, COMPLETE, FOR MOSITE, MODEL 2, TYPE BUTTERFLY |  |  |  | 2FA19J20 | 1 | EA | 228.14
PETE | 5007807 | 10.503.238 | BOARD, INPUT 24VDC, FOR PROGRAMMABLE COMPUTER RESEARCH COTTRELL MANUFACTURER PART NO = B233-501 |  |  | B233501 | 4FA1A1 | 1 | EA | 485
PETE | 5610320 | 10.535.115 | SWITCH, SPEED, DAZIC, MODEL #8121, TYPE EP-1 WINTERBURN MFG. CO. USED ON "B" COAL SAMPLE SYSTEM. |  |  | 8121 | 1FA6B10 | 1 | EA | 505.08
PETE | 5004172 | 10.500.431 | GEAR, KIT, REPLACEMENT, FOR COLE-PARMER, MODEL UNIFIED, MANUFACTURER PART NO = 7553-08 |  |  | 7553-08 | 2FA2E3 | 1 | EA | 32.84
PETE | 5603116 | 10.536.341 | VALVE, INLET,FOR FILTER REGULATOR #77-4 FROM P/N 60810-1-207 MANUFACTURER PART NO. = 60810-1-207 |  |  |  | 1FA2E42 | 5 | EA | 15.7
PETE | 5711791 | 10.520.277 | PIPE, DURITE, SIZE- 8, LENGTH- 1 IN |  |  | 3S-853 | 4FA54A6 | 4 | EA | 132
PETE | 5007207 | 10.522.776 | SWITCH, LIMIT, END OF STROKE FOR SOLENOID VALVE MOSIER, MODEL 98 MANUFACTURER PART NO = 32450-48 |  |  | 32450-48 | 2FA19E39 | 2 | EA | 143.86
PETE | 5404864 | 10.514.823 | BREAKER, CIRCUIT, AMPS- 200A, VOLTS- 600V, PHASE- 3, THERMAL MAGNETIC W/6 LUGS & ROTARY HANDLE |  |  | FJ63B200 | 2FA7H12 | 1 | EA | 425.12
PETE | 5206939 | 10.519.737 | PIN, ASSY, FOR WATER TREATMENT RECORDER HAYS REPUBLIC CORP, MODEL 2550, UNITS 2 & 3 MANUFACTURER PART NO = 757045 |  |  | 757045 | 2FA17E16 | 3 | EA | 190.5
PETE | 4901128 | 10.518.209 | HEAD, SMOKE, FOR NITTAN CORP, STYLE FIRE DETECTION SYSTEM MANUFACTURER PART NO = NID-58 |  |  | NID-58 | 1FA11F4 | 2 | EA | 74.56
PETE | 6716123 | 10.536.644 | WASHER, LOCK IMPELLER NUT, WORTHINGTON PUMP, MODEL D1011, SIZE/DESC 3 X 2 X 6 MANUFACTURER PART NO = 24A, S/N Y673163 |  |  |  | 2FA13F33 | 1 | EA | 31.77
PETE | 5603835 | 10.533.199 | RELAY, AMPLIFYING, PT.# 668A353U01 FOR FISCHER & PORTER CONTROLLER SER.# 7407A-0952A1 SERIES 53PF1510A, UNITS #2, 3 & 4, STATOR COOLING WATER CONTROL (TEMPERATURE CONTROLLER) |  |  |  | 2FA16E5 | 1 | EA | 108.77
PETE | 5605227 | 10.532.938 | RELAY, PLUG IN, UNIDIRECTIONAL OPERATION, MTA SERIES EAGLE #17P4CA120 USEDON PLANT DRAINAGE SYSTEM. |  |  | 17P4CA120 | 2FA8F2 | 1 | EA | 9.59
PETE | 6001736 | 10.518.988 | SERVO, W/MOTOR, NO SET PT, FOR WATER TEMP RECORDER HONEYWELL, MODEL AR100 MANUFACTURER PART NO = 24110265-001 |  |  | 24110265-001 | 2FA6E12 | 1 | EA | 180.96
PETE | 6001737 | 10.522.493 | SLIDEWIRE, WIPER, ARM-PEN ASSY, FOR HONEYWELL, MODEL AR100, STYLE RECORDERMANUFACTURER PART NO = 24110263-001 |  |  | 24110263-001 | 2FA23E3 | 1 | EA | 53.44
PETE | 6001738 | 10.516.658 | DRIVE, CHART FOR WATER IN/OUT TEMPERATURE RECORDER HONEYWELL, MODEL AR100 MANUFACTURER PART NO = 24110273-001 |  |  | 24110273-001 | 2FA6E12 | 1 | EA | 57.95
PETE | 6001739 | 10.526.112 | BOARD, FOR TEMPERATURE RECORDER HONEYWELL, MODEL AR100 MANUFACTURER PART NO = 24110334-001 |  |  | 24110334-001 | 2FA23C3 | 1 | EA | 187.75
PETE | 6001652 | 10.520.796 | RESISTOR, 669 OHM @ 1%, FOR BECKMAN, MODEL R15, STYLE INDICATOR MANUFACTURER PART NO = 6536R |  |  | 6536R | 1FA1D2 | 1 | EA | 26.54
PETE | 6001653 | 10.520.798 | RESISTOR, 9620 OHM @ 1%, FOR BECKMAN, MODEL R15, STYLE INDCATOR MANUFACTURER PART NO = 6537R |  |  | 6537R | 1FA1D3 | 1 | EA | 26.54
PETE | 6001654 | 10.510.229 | RESISTOR, 1044 OHM @ 1%, FOR BECKMAN INSTRUMENTS, MODEL R15, STYLE INDICATOR MANUFACTURER PART NO = 6538R |  |  | 6538R | 1FA1D3 | 1 | EA | 26.55
PETE | 6001655 | 10.520.797 | RESISTOR, 8170 OHM @ 1%, FOR BECKMAN INSTRUMENTS, MODEL R15, STYLE INDICATOR MANUFACTURER PART NO = 9750R |  |  | 9750R | 1FA1D4 | 1 | EA | 26.55
PETE | 6001656 | 10.500.992 | RESISTOR, 8950 OHM 1%, FOR BECKMAN INSTRUMENTS, MODEL R15, STYLE INDICATORMANUFACTURER PART NO = 7228R |  |  | 7228R | 1FA1D4 | 1 | EA | 26.55
PETE | 5603039 | 10.534.265 | SLEEVE, DIAPHRAGM POST, FOR PNEUMATIC PRESSURE TRANSMITTER, HAYS REPUBLIC,TYPE VP MANUFACTURER PART NO = Z-4505-358 |  |  |  | 1FA2F50 | 6 | EA | 32.64
PETE | 5603298 | 10.501.738 | DISC, VALVE FOR FISHER CONTROL VALVE MODEL 29H, SIZE 4" MFG PART # 1C61760333 S/N 404825-6 |  |  | 1C61760333 | 1FA2E56 | 1 | EA | 6.19
PETE | 5007208 | 10.507.850 | COIL, SOLENOID, FOR MOSIER FLUID POWER, MODEL 51 SOLENOID VALVE MANUFACTURER PART NO = C-34164-I |  |  | C-34164-1 | 2FA19E39 | 4 | EA | 87.52
PETE | 6001139 | 10.528.324 | DETECTOR, HEATER/POWER SUPPLY FOR SO2 DENSITY OHMART CORPORATION, STYLE METER MANUFACTURER PART NO = TECRCT-46589 |  |  | TECRCT-46589 | 2FA17F40 | 2 | EA | 370.32
PETE | 5605228 | 10.511.419 | TIMER, RESET, OFF DELAY, FOR EAGLE SIGNAL, SYSTEM DRAINAGE MANUFACTURER PART NO = BR11A601 |  |  | BR11A601 | 2FA8F9 | 1 | EA | 45.64
PETE | 5605229 | 10.535.829 | TIMER, SOLID STATE, MINI-FLEX, FOR EAGLE SIGNAL, SYSTEM DRAINAGE MANUFACTURER PART NO = DG101A302 |  |  | DG101A302 | 2FA8F9 | 1 | EA | 77.08
PETE | 5711145 | 10.525.298 | ADAPTER, FOR CORE & CASING USED ON 991 VIBRATOR MOTOR. MANUFACTURER PART NO. 207240 |  |  |  | 1FA9F20 | 2 | EA | 144.46
PETE | 5003461 | 10.526.288 | BOARD, CTC3 HEATR, FOR DENSITY GAGE OHMART CORPORATION, MODEL EDS-1-FA2 MANUFACTURER PART NO = 117-277-59 SER NO = 2398 |  |  | 117-277-59 | 2FA14F29 | 2 | EA | 372.12
PETE | 6001138 | 10.505.590 | TRANSISTOR, FIELD EFFECT FOR SO2 DENSITY METER OHMART CORP MANUFACTURER PART NO = TNSRMP-1000002 |  |  | TNSRMP-1000002 | 2FA17F40 | 4 | EA | 291.48
PETE | 5003804 | 10.504.654 | PACKING, LANTERN, FOR WORTHINGTON PUMP, MODEL D1011, SIZE 3 X 2 X 8 MANUFACTURER PART NO = 23617-30 |  |  | 23617-30 | 2FA14F53 | 2 | EA | 118.2
PETE | 5007312 | 10.500.686 | BOARD, FILTER, FOR RESEARCH COTTRELL, MODEL STI1200101, STYLE UPS MANUFACTURER PART NO = 2001101 |  |  | 2001101 | 2FA23F19 | 2 | EA | 120
PETE | 5007314 | 10.503.251 | BOARD, PLUG IN GATE FOR RESEARCH COTTRELL, MODEL STI1200101, STYLE UPS MANUFACTURER PART NO = 2005000 |  |  | 2005000 | 2FA23F20 | 2 | EA | 200.52
PETE | 5007315 | 10.506.776 | BOARD, CURRENT ADJ CONTROL FOR RESEARCH COTTRELL, MODEL STI1200101, STYLE UPS MANUFACTURER PART NO = 2011000 |  |  | 2011000 | 2FA23F20 | 1 | EA | 25
PETE | 5003757 | 10.527.283 | CHIP, SCALING,PRE-SET PLUG FOR MERRICK CORPORATION MODEL 68132 SCALE MANUFACTURER PART NO = 11190 |  |  | 11190 | 2FA14F45 | 7 | EA | 130.41
PETE | 5003762 | 10.507.726 | CHIP, SCALING,PRE-SET PLUG MERRICK CORPORATION MODEL 68132 SCALE MANUFACTURER PART NO = 11195 |  |  | 11195 | 2FA14F46 | 7 | EA | 204.4
PETE | 5003765 | 10.527.285 | CHIP, SCALING,PRE-SET PLUG MERRICK CORPORATION MODEL 68132 SCALE MANUFACTURER PART NO = 11198 |  |  | 11198 | 2FA14F47 | 7 | EA | 136.99
PETE | 5603668 | 10.500.484 | O-RING FOR FISHER PRESSURE CONTROLLER MODEL 164-A MFG PART # 1D6825 0699 |  |  | 1D68250699 | 1FA2E13 | 12 | EA | 7.8
PETE | 5603561 | 10.521.522 | RING, SEAL FOR FISHER CONTROL VALVE MODEL 8500-10W31, SIZE 10" MFG PART # 22A89146X012 |  |  | 22A89146X012 | 1FA2A4 | 6 | EA | 571.44
PETE | 6005651 | 10.527.640 | CELL, CONDUCTIVITY CELL CONTSTANT .05 ANION FOR BECKMAN INSTRUMENTS, STYLECONDUCTIVITY RECORDS MANUFACTURER PART NO = CEL-11(SS) X 1-005 |  |  |  | 2FA9E8 | 1 | EA | 488.34
PETE | 5007059 | 10.534.197 | SEAL, SHAFT FOR ABSORBER FEED PUMP MOTOR, 600 HP SIEMENS-AC, MODEL ELI5110316877 MANUFACTURER PART NO = 51-443-827-001 |  |  | 51-443-827-001 | 2FA19C20 | 6 | EA | 774.18
PETE | 6407470 | 10.509.675 | MOTOR, BALANCE, FOR BECKMAN INSTRUMENTS, MODEL R15, STYLE INDICATOR MANUFACTURER PART NO = 37933ME |  |  |  | 2FA16F53 | 3 | EA | 691.98
PETE | 5002363 | 10.506.808 | MOUNTING, RESISOR BOARD, FOR BUELL, USED 2 MANUFACTURER PART NO = ETC23 |  |  | ETC23 | 2FA9I8 | 5 | EA | 111.85
PETE | 7001284 | 10.525.687 | BEARING,BALL,SINGLE ROW,RADIAL, 3.175 MM BORE, 2 SHIELDS |  |  | F07BH08424 | 1FA7F59 | 12 | EA | 66.6
PETE | 5605825 | 10.523.157 | TIMER, ZENITH FR60S, 120VAC (60 SEC.) FOR AS RECEIVED AND AS FIRED COAL SAMPLE SYS. |  |  | FR60S | 1FA11E8 | 2 | EA | 135
PETE | 5607432 | 10.535.655 | TRANSORB, #91-024, SYMBOL TSI PER DWG. #2353, FOR SILCON RECTIFIER USED ON3A & 8A COAL CONVEYOR MAGNETS. |  |  |  | 2FA7F9 | 2 | EA | 28.92
PETE | 6005650 | 10.503.888 | CELL, CONDUCTIVITY CELL CONSTANT .01 MIXED BFD FOR BECKMAN INSTRUMENTS, STYLE CONDUCTIVITY RECORDS MANUFACTURER PART NO = CEL-11(SS) |  |  |  | 2FA9E7 | 1 | EA | 858.87
PETE | 6106181 | 10.508.067 | CONVERTER, FOR TRANSMITTER HONEYWELL, MODEL MV/I MANUFACTURER PART NO = 682508-501 |  |  | 682508-501 | 2FA17F32 | 1 | EA | 522.51
PETE | 5605830 | 10.502.077 | MOTOR, TIMER, FOR RAMSEY TECHNOLOGY, MODEL FR5M, TYPE SAMPLE SYSTEM 120VAC. |  |  |  | 1FA11E10 | 2 | EA | 454.14
PETE | 6626204 | 10.526.113 | BOARD, FOR BATTERY CHARGERS MBC, USED PETE3 MANUFACTURER PART NO = 2920-130 |  |  | 2920-130 | 2FA12F40 | 2 | EA | 222.62
PETE | 5606325 | 10.503.935 | COIL, 125VDC, FOR RELAY G.E., MODEL 12HGH11A52, TYPE HGA MANUFACTURER PARTNO = 12HGH11A52 |  |  |  | 2FA7F31 | 3 | EA | 28.14
PETE | 6716346 | 10.533.746 | RING, WEAR, FOR INGERSOLL RAND, SIZE 4 X 3 X 13 HEC MANUFACTURER PART NO =3050A475AVSA001-241 SER NO = 0681-5121, |  |  | 3050A475AVSA001 | 2FA13C24 | 4 | EA | 407.8
PETE | 5003421 | 10.532.797 | POTENTIOMETER, FOR FISCHER & PORTER CO, MODEL 50LP2111XA, STYLE ELECTRONICTRANSMITTER MANUFACTURER PART NO = 162C201U01, S/N 7512A5528A9-10 |  |  | ************************* | 2FA14F23 | 1 | EA | 59.67
PETE | 5206671 | 10.516.174 | DISC, SCREEN, (STAINLESS STEEL) PT #D114FL, FOR FOXBORO FLOW TRANSMITTER-MODEL 13A. D/P CELL, LADEMINERALIZER. |  |  | D114FL | 2FA18F33 | 2 | EA | 1.82
PETE | 5206672 | 10.508.733 | GASKET, (PTFE) PT #D114RB, FOR FOXBORO FLOW TRANSMITTER-MODEL 13A. D/P CELL, LADEMINERALIZER. |  |  | D114RB | 2FA18F33 | 3 | EA | 3.81
PETE | 5607440 | 10.518.390 | LAMP, IND, MASTER SPEC CAT. #2010A, ROTO-TELLITE SERIES 1100, PT #1403A1-D1F1L2N1 LAMP, IND, MASTER SPEC CAT. #2010A, |  |  | 1403A1-D1F1L2N1 | 2FA16F57 | 1 | EA | 801.27
PETE | 5216160 | 10.500.061 | VALVE, FLOAT DETACHABLE FOR SULPHUR ANALYZER LECO CORPORATION, MODEL 521/532 MANUFACTURER PART NO = 503-7 |  |  | 503-7 | 2FA18F52 | 1 | EA | 27.89
PETE | 6708909 | 10.533.575 | RING, RETAINING, ITEM 61F & 61K FOR PACIFIC PUMP CO., MODEL 11-20121-133201-1782 MANUFACTURER PART NO = 61F, 61K SER NO = GLR28061. |  |  |  | 2FA5F29 | 10 | EA | 105.5
PETE | 5701908 | 10.531.668 | O-RING, PT #R-6A, FOR CONTROMATIC OPERATOR #500B, DETAIL #11. |  |  | R-6A | 1FA7E22 | 9 | EA | 147.24
PETE | 5704723 | 10.526.930 | BUSHING, TAPERLOCK, BORE- 3.9375 | 266CB08BCB | 8B COAL CONVEYOR BELT *** SEE EQUIPMENT NOTES PAGE #6 *** * CUTTING & WELDING PERMIT REQUIRED * BEFORE ARC WELDING WITHIN 100 FEED OF DETECTOR. 8 B CONVEYOR TAKE UP WEIGHT IS 9,000# | B83HB73980 | 2FA11A12 | 2 | EA | 76
PETE | 5603583 | 10.532.141 | O-RING, NITRILE FOR FISHER ACTUATOR MODEL 8500-04W63, SIZE 4" MFG PART # NITRILE-1C853806992 |  |  | 1C853806992 | 1FA2F6 | 21 | EA | 26.04
PETE | 5003457 | 10.507.136 | BOARD, CCT FA AMP, RI 1X10-12 TH PWR OHMS SUP REST OHMART CORP, MODEL EDS-1-FA2, STYLE DENSITY GAGE MANUFACTURER PART NO = 0040474 SER NO = 2398 |  |  | 0040474 | 2FA14E29 | 4 | EA | 2061.76
PETE | 5216463 | 10.514.413 | BODY, FOR 2.5" 80 OPEN 75 CLOSED CONTROL VALVE HILLS-MCCANNA, MODEL J8491J1/2C, SIZE PETE LA MANUFACTURER PART NO = 49 |  |  | 49 | 2FA23B9 | 1 | EA | 164.34
PETE | 3908685 | 10.517.414 | GASKET, BONNET, FOR WALWORTH, MODEL 8IN 300LB, TYPE CAST STEEL VALVE MANUFACTURER PART NO = 5206F |  |  | 5206F | 1FA16A6 | 7 | EA | 4.9
PETE | 6708206 | 10.501.334 | SEAL, COMPLETE, 15/16" (18-8 SS) FOR WORTHINGTON, MODEL 1-DNF-32 MANUFACTURER PART NO = F-SP-10414-9 |  |  | ************************* | 2FA9E22 | 1 | EA | 179.2
PETE | 7001297 | 10.513.349 | BEARING, BALL, NORMA NO. 9088 DD OR EQUAL |  |  | F07BH13284 | 1FA7F58 | 1 | EA | 5.02
PETE | 3907245 | 10.529.978 | GASKET, PRESSURE SEAL, FOR ROCKWELL EDWARDS, MODEL 12IN, TYPE CHECK VALVE MANUFACTURER PART NO = 3675-00000-00 |  |  | 3675-00000-00 | 1FA16B2 | 2 | EA | 613.66
PETE | 5603312 | 10.531.736 | O-RING FOR FISHER CONTROL VALVE MODEL 1664-MY, SIZE 2" MFG PART # ID2648-0699 |  |  | 1D26480699 | 1FA2E55 | 10 | EA | 11.7
PETE | 6001802 | 10.514.287 | BOARD, CONTROLLER, EXTENDER, P/N 1503D95G01 FOR MODEL 1500 CONTROLLER. WESTINGHOUSE STACK MONITOR #GO-11728, MODEL EC960. |  |  | 1503D95G01 | 4FA5C15 | 1 | EA | 392.11
PETE | 6001804 | 10.500.683 | BOARD, CONTROLLER, VOLTAGE TO CURRENT MODULE, PART NUMBER 1500D77G02 FOR MODEL 1500 CONTROLLER. WESTINGHOUSE STACK MONITOR #GO-11728, MODEL EC960. |  |  | 1500D77G02 | 4FA5D14 | 1 | EA | 189.14
PETE | 6001808 | 10.509.208 | FLOWMETER, 50 CC/MIN MAX, P/N 771B635H05, USED ON PETE #1 & 2 WESTINGHOUSESTACK MONITOR (SO2 & O2) WESTINGHOUSE #GO-11728, MODEL EC960. |  |  | 771B635H05 | 4FA5G13 | 1 | EA | 143.46
PETE | 6001814 | 10.523.477 | THERMOCOUPLE & HOUSING, P/N 4509C98G03, USED ON PETE #1 & 2 WESTINGHOUSE STACK MONITOR (SO2 & O2) WESTINGHOUSE #GO-11728, MODEL EC960. |  |  | 4509C98G03 | 4FA55A1 | 1 | EA | 375.68
PETE | 5003863 | 10.519.255 | BOARD, MOTHER, FOR EXIDE CORPORATION STATION CHARGER MODEL 130-3-300, MANUFACTURER PART NO = 101-070-173 |  |  | 101-070-173 | 2FA14D38 | 2 | EA | 2497.12
PETE | 6001812 | 10.535.070 | SWITCH, PRESSURE, P/N 7305A67H01, USED ON PETE #1 & 2 WESTINGHOUSE STACK MONITOR (SO2 & O2) WESTINGHOUSE #GO-11728, MODEL EC960. |  |  | 7305A67H01 | 4FA5H14 | 2 | EA | 160.28
PETE | 6716327 | 10.510.683 | RING, PRESS SEAL, FOR TILTING DISC CHECK VALVE, CRANE TELEDYNE, SIZE 4" MANUFACTURER PART NO = 519042010 |  |  |  | 1FA2D57 | 1 | EA | 480.94
PETE | 6001799 | 10.513.959 | BOARD, INSTRUMENT, TEMPERATURE CONTROLLER CARD, PART NUMBER 4510C68G01, FOR O2 ANALYZER. WESTINGHOUSE STACK MONITOR #GO-11728, MODEL EC960. |  |  | 4510C68G01 | 4FA5B13 | 1 | EA | 736
PETE | 6001229 | 10.513.982 | BOARD, INSTRUMENT, FLOW VELOCITY, P/N 301051-001, INCLUDING FLOW VELOCITY MODULE (PCB1), MAPCO MODEL 8000 FLOWMETER S/N 1496S-2XXB |  |  | 301051-001 | 2FA17B17 | 2 | EA | 2359.3
PETE | 6706477 | 10.510.601 | SEAL, SHAFT, DRIVE AND IDLE END FOR VACUUM PUMPS NASH, MODEL H4 MANUFACTURER PART NO = 142. |  |  | J60RJ47073 | 2FA8E30 | 4 | EA | 8.92
PETE | 6706479 | 10.534.563 | SHIM, FOR VACUUM PRIMING PUMPS NASH, MODEL H4 MANUFACTURER PART NO = 164 |  |  |  | 2FA8D20 | 5 | ST | 13.05
PETE | 6706480 | 10.525.650 | BEARING, BALL,DOUBLE ROW,ANGULAR CONTACT,LIGHT SERIES,35 MM BORE |  |  | F10AX08153 | 2FA8E30 | 2 | EA | 53.56
PETE | 6106179 | 10.531.594 | MOTOR, SERVO, 110V/60CYC, FOR FEEDWATER FLOW METER EXACTEL INSTRUMENT CO. MANUFACTURER PART NO = FPE25L-178-2. |  |  |  | 1FA4D2 | 1 | EA | 200.5
PETE | 6106184 | 10.527.248 | CHAIN, DRIVE, USED ON EXACTEL FLOW METER MODEL 1U5401N-D, S/N 1164. |  |  |  | 1FA4E18 | 1 | EA | 24.5
PETE | 5605823 | 10.535.058 | SWITCH, MICRO, FOR WALLACE & TIERNAN, MODEL 39491, STYLE TIMER MANUFACTURER PART NO = U5835 |  |  | U5835 | 1FA5F22 | 2 | EA | 114.86
PETE | 6101274 | 10.508.616 | MOVEMENT, STAINLESS STEEL, 12:1 RATIO, 4.5IN ASHCROFT, MODEL 1379 SOLID BLK, DESC PRESS GAUGE MANUFACTURER PART NO = 532B11201 |  |  | 532B11201 | 2FA22F30 | 6 | EA | 223.26
PETE | 5603019 | 10.528.743 | DIAPHRAGM, BUNA-N, FOR LEVEL CONTROL VALVE, LCV 1, 2 & 4. MANUFACTURER PART NO. = 70-13-0125-10 S/N 70-61619, 20 & 21. |  |  |  | 1FA2G27 | 1 | EA | 93.9
PETE | 5206954 | 10.524.064 | VALVE, DIAPHRAGM, SIZE/CONN- 1.5 NPT BODY MATL- PVC, DIAPH MATL- R2 MANUFACTURER PART NO. = 1-1/2 2406 3312 R2 |  |  | 1-1/2 2406 3312 R2 | 1FA2B22 | 1 | EA | 356.2
PETE | 7004619 | 10.508.498 | FASTENERS, BELT, NO. 2 1/2 FLEXCO, (10 PER BOX). |  |  |  | 1FA6C29 | 5 | BOX | 41.35
PETE | 6716677 | 10.533.742 | RING, WEAR, FOR INGERSOLL RAND, MODEL AT-3004E, SIZE 4X3X13HEC MANUFACTURER PART NO = 1675A4500DA001-816 SER NO = 0583-5024 & 25 |  |  | 1675A4500DA001- | 2FA20H33 | 4 | EA | 397.68
PETE | 5003434 | 10.520.120 | POTENTIOMETER, FOR FISCHER & PORTER CO, MODEL 55UC1111CB, STYLE ULTRASONICGENERATOR MANUFACTURER PART NO = 162A154U01 S/N 7512A5528A21-24 |  |  | 162A154U01 | 2FA14E26 | 3 | EA | 54
PETE | 5711601 | 10.533.734 | SEAL, OIL ITEM #27 PT #8500064 FOR GARDNER- DENVER CYCLO BLOWER MODEL 7CDL11H S.N 21412 SPEC 5270, USED AS FLY ASH BIN DIFFUSER BLOWER. |  |  | C33RJ62688 | 1FA3D46 | 4 | EA | 83.16
PETE | 6001795 | 10.500.684 | BOARD, INSTRUMENT, TEMPERATURE CONTROL, PWB ASSEMBLY PART NUMBER 4510C68G02. FOR SO2 ANALYZER, WESTINGHOUSE #GO-11728, MODEL EC960 |  |  | 4510C68G02 | 4FA5A13 | 1 | EA | 742.07
PETE | 6001190 | 10.519.282 | MOTOR, CHART DRIVE, 3"/HR, FOR TRACOR WESTRONICS, MODEL M5E, TYPE RECORDERSER NO = 1314, 110 VAC, 3 RPH, SYNCHRON #W32LC-24-9001. |  |  |  | 2FA17E18 | 1 | EA | 94.73
PETE | 5007205 | 10.523.590 | KIT, REPAIR, FOR SOLENOID PLUG VALVE ASCO, MODEL 8320A90MS MANUFACTURER PAR T NO = 97-813. |  |  | KIT #97-813 | 2FA19G34 | 10 | EA | 121.9
PETE | 5216224 | 10.521.285 | RING, OV-11-203, FOR CHLORINATOR ADVANCE, MODEL 841, RATE 0-50 MANUFACTURER PART NO = OV-11-203 SER NO = 066310-1 |  |  | OV-11-203 | 2FA18F45 | 2 | EA | 6.6
PETE | 3909638 | 10.508.343 | GASKET, BONNET, SOFT IRON, FOR CRANE TELEDYNE, MODEL 6IN. 400LB, TYPE/USEDGLOBE VALVE MANUFACTURER PART NO = 161-102 |  |  | 161-102 | 2FA21B29 | 2 | EA | 156
PETE | 5002863 | 10.532.376 | PANEL, CURRENT SENSING, FOR RESEARCH-COTTRELL, USED 3 MANUFACTURER PART NO= 302596-D1 |  |  | 302596-D1 | 2FA8A28 | 1 | EA | 232.72
PETE | 6001230 | 10.526.292 | BOARD, INSTRUMENT, (PCB 2), FLOW TOTALIZER, P/N 301066-001, MAPCO MODEL 8000 FLOWMETER S/N 1496S-2XXB. |  |  | 301066-001 | 2FA17B16 | 2 | EA | 953.68
PETE | 5603470 | 10.532.316 | PLUG 1 PORT,THROTTLE, FOR FISHER CONTROL VALVE SIZE 1 1/4" MFG PART # 1C540435072 S/N 3788526 |  |  | 1C540435072 | 1FA2E24 | 1 | EA | 544.28
PETE | 5603471 | 10.522.870 | STEM, 316 SS FOR FISHER CONTROL VALVE SIZE 1 1/4" MFG PART # IK585635162 S/N 3788526 |  |  | 1K585635162 | 1FA2C24 | 1 | EA | 67.29
PETE | 5603558 | 10.536.061 | VALVE FOR FISHER CONTROL VALVE MODEL 8500-10S33, SIZE 10" MFG PART # 8500-10S33 |  |  | 850010S33 | 4FA55B3 | 1 | EA | 3181.31
PETE | 6004261 | 10.532.826 | SUPPLY, POWER, +\- 15 VOLT FOR BODINE, STYLE MONITOR MANUFACTURER PART NO = 73103 |  |  | 73103 | 2FA17G16 | 3 | EA | 841.65
PETE | 6002164 | 10.513.117 | ARMS, PEN, P/N 44897, FOR BOX TYPE PENS USED IN FOXBORO MODEL 40 RECORDINGINSTRUMENTS CAT. NO. PL-1030 |  |  |  | 2FA17E26 | 3 | EA | 4.02
PETE | 5603456 | 10.510.259 | PLUG, FOR CONTROL VALVE WORTHINGTON PUMP, MODEL 37-20521, SIZE 6 MANUFACTURER PART NO = 013438-005-596 SER NO = G65361-14 |  |  | 013438-005-596 | 1FA2B11 | 1 | EA | 2228.08
PETE | 5206476 | 10.535.699 | TUBE, ELECTRONIC, 0A2. FOR COAL HANDLING ON BUNKER LEVEL DETECTOR "A" SYSTEM. |  |  |  | 1FA4F9 | 8 | EA | 62.88
PETE | 5002858 | 10.500.201 | RELAY, UNDERVOLTAGE, FOR WHEELABRATOR-FRYE, USED 1-2 MANUFACTURER PART NO = A-258641 |  |  | A-258641 | 2FA8F50 | 11 | EA | 826.98
PETE | 5501204 | 10.516.933 | FUSE UNIT, SIZE 2E, SYMBOL FUCH, PART NO. 29-101-919-034. FOR AC 4160V SWITCHGEAR, COAL HANDLING EQUIP. |  |  | 29-101-919-034 | 1FA5H7 | 8 | EA | 504.4
PETE | 5603758 | 10.503.578 | ASSEMBLY, P.C., CPU & SIGNAL PROCESSING, ENDRESS & HAUSER #MXR034-0000. USED WITH LTU675 ULTRASONIC LEVEL TRANSMITTER |  |  | EC 31 100KHZ | 1FA3E65 | 2 | EA | 211.88
PETE | 3908664 | 10.521.451 | RING, PRESSURE SEAL, ITEM G, DWG. #PC-1 24319 FOR CHAPMAN 4", 1500 W.E.O.S. GATE VALVE, |  |  | 146-355-005 | 1FA16C3 | 2 | EA | 944.12
PETE | 5216201 | 10.518.718 | MANIFOLD, GAS, FOR CHLORINATOR ADVANCE, MODEL 841, RATE 0-50 MANUFACTURER PART NO = BM-405-1 SER NO = 066310-1 |  |  | BM-405-1 | 2FA18J5 | 1 | EA | 264.87
PETE | 5613404 | 10.517.690 | GASKET, REVERSING PLATE, NEOPRENE FOR FISHER CONTROL VALVE MFG PART # 28A2145X022 |  |  | 28A2145X022 | 2FA5F45 | 10 | EA | 3.3
PETE | 5613405 | 10.519.809 | O-RING, NITRILE FOR FISHER CONTROL VALVE MFG PART # 1H291906992 |  |  | 1H291906992 | 2FA5F45 | 10 | EA | 3.3
PETE | 5613406 | 10.502.139 | O-RING, NITRILE FOR FISHER CONTROL VALVE MFG PART # 1F113906992 |  |  | 1F113906992 | 2FA5F45 | 10 | EA | 8.2
PETE | 5613408 | 10.528.799 | DIAPHRAGM, UPPER & LOWER INPUT, NITRILE FOR FISHER CONTROL VALVE MFG PART # 28A7805X012 |  |  | 28A7805X012 | 2FA5F46 | 6 | EA | 17.64
PETE | 5613410 | 10.519.810 | O-RING, NITRILE FOR FISHER CONTROL VALVE MFG PART # 1C854606992 |  |  | 1C854606992 | 2FA5F46 | 10 | EA | 3.3
PETE | 5613411 | 10.509.541 | O-RING, NITRILE FOR FISHER CONTROL VALVE MFG PART # 1J488806992 |  |  | 1J488806992 | 2FA5F46 | 10 | EA | 3.3
PETE | 5605221 | 10.523.156 | TIMER, 0-4.5 MIN, 120 VAC, ZENITH #FR-5M USED ON "A" SYSTEM "AS RECEIVED" SAMPLER. |  |  | FR-5M | 1FA11E11 | 1 | EA | 96.5
PETE | 5305516 | 10.522.801 | SWITCH, POSITION FOR FISHER CONTROL VALVE MODEL 304L, SIZE 2" MFG PART # FS304L-109 |  |  | FS304L109 | 1FA6G19 | 2 | EA | 636.42
PETE | 5604884 | 10.515.062 | BUSHING FOR FISHER CONTROL VALVE MODEL ED, SIZE 1 1/2" MFG PART # 15A7511X012 S/N 11159269 |  |  | 15A7511X012 | 1FA2F30 | 1 | EA | 37.94
PETE | 5604889 | 10.178.538 | BUSHING FOR FISHER CONTROL VALVE MFG PART # 15A6508X012 S/N 11159268 |  |  | 15A6508X012 | 1FA2F27 | 1 | EA | 33.45
PETE | 5613407 | 10.519.474 | NOZZLE, ASSY, SS/SYN. SAPPHIRE FOR FISHER CONTROL VALVE MODEL 3610J MFG PART # 18A7792X022 |  |  | 18A7792X022 | 2FA5F46 | 2 | EA | 26.24
PETE | 5604890 | 10.507.228 | CAGE FOR FISHER CONTROL VALVE MFG PART # 25A6683X012 S/N 11159268 |  |  | 25A6683X012 | 1FA2F27 | 1 | EA | 97.53
PETE | 5613414 | 10.519.508 | ORIFICE, ASSY, BRASS FOR FISHER PRESSURE CONTROLLER MODEL WIZARD II MFG PART # 1H8264000A2 |  |  | 1H8264000A2 | 2FA5F47 | 6 | EA | 45.78
PETE | 5613417 | 10.530.156 | GASKET, SPRING PLATE FOR FISHER PRESSURE CONTROLLER MODEL WIZARD II MFG PART # 1H269603012 |  |  | 1H269603012 | 2FA5F48 | 12 | EA | 5.88
PETE | 5007510 | 10.531.422 | METER, FOR TN TECHNOLOGIES INC, MODEL SGH-5190, STYLE DENSITY MANUFACTURERPART NO = 607920 |  |  | 607920 | 4FA4E27 | 1 | EA | 214.82
PETE | 5617356 | 10.527.883 | CONTACTOR, MARLEY #12830-007-1, USED ON 10A AND 10B SUMP PUMP MAIN CONTROLPANEL AT PETE. | 299ENSPP10 | SANITARY LIFT SUMP PUMP SP-3-10A AND MOTOR EAST PP *** CONFINED SPACE ENTRY *** *** SEE NOTES PAGE 6 *** | 12830-007-1 | 2FA23H27 | 1 | EA | 226.46
PETE | 5617357 | 10.532.930 | OVERLOAD, 35-48, MARLEY #12832-002-1, USED ON 10A AND 10B SUMP PUMP MAIN CONTROL PANEL AT PETE. | 299ENSPP10 | SANITARY LIFT SUMP PUMP SP-3-10A AND MOTOR EAST PP *** CONFINED SPACE ENTRY *** *** SEE NOTES PAGE 6 *** | 12832-002-1 | 2FA23H27 | 1 | EA | 67.4
PETE | 5617358 | 10.526.708 | BREAKER, CIRCUIT, 70 AMP, 480VAC, FOR SUMP PUMP MAIN CONTROL PANEL, MARLEY, AREA PETE 10A & 10B MANUFACTURER PART NO = 12841-010-1 | 299ENSPP10 | SANITARY LIFT SUMP PUMP SP-3-10A AND MOTOR EAST PP *** CONFINED SPACE ENTRY *** *** SEE NOTES PAGE 6 *** | 12841-010-1 | 2FA23H26 | 1 | EA | 295
PETE | 5901130 | 10.520.467 | PLUNGER, PUSH BUTTON PART NO 25374 FOR TYPE P.B.C. PUSH BUTTON STATION MFG. BY EUCLID ELECTRIC MFG DO USED ON TURBINE ROOM CRANE, SERIAL NO. 8837 |  |  |  | 2FA6F28 | 4 | EA | 5.6
PETE | 6623329 | 10.515.741 | COUPLING, SPEC ASSY W/SLEEVES, RINGS, NUTS & BOLTS G.E. COMPANY, S/N 170X457 TURBINE, AREA EWS 7 MANUFACTURER PART NO = 107C8846-12 |  |  |  | SB1NA8 | 1 | EA | 15690
PETE | 5901102 | 10.527.178 | BRUSH, USED IN LOUIS ALLIS TURBINE ROOM CRANE RACK MOTOR, TYPE COGHK, S/N 5-276033. |  |  |  | 2FA6E30 | 6 | EA | 21.06
PETE | 5901103 | 10.518.300 | HOLDER, BRUSH, USED IN LOUIS ALLIS TURBINE ROOM CRANE RACK MOTOR, SERIAL NO. 5-276030, TYPE COGHK |  |  |  | 2FA6E30 | 3 | EA | 51.18
PETE | 5901105 | 10.508.786 | HOLDER, BRUSH, USED IN LOUIS ALLIS TURBINE ROOM CRANE MAIN HOIST MOTOR, S/N 5-276029, TYPE COGHK |  |  |  | 2FA6A20 | 2 | EA | 44.16
PETE | 5901106 | 10.503.372 | BRUSH, USED IN LOUIS ALLIS TURBINE ROOM CRANE MAIN HOIST MOTOR, S/N 5-276029, TYPE COGHK |  |  |  | 2FA6E29 | 6 | EA | 21.06
PETE | 5901107 | 10.530.590 | HOLDER, BRUSH, USED IN LOUIS ALLIS TURBINE ROOM CRANE MAIN HOIST MOTOR, S/N 5-276033, TYPE COGHK |  |  |  | 2FA6E28 | 3 | EA | 69.27
PETE | 5901109 | 10.518.301 | HOLDER, CONTACT, PADDLE TYPE, HI LIMIT SWITCH, FOR 25 MAIN & 15 HP AUX, HOIST MOTORS CRANE S/N 8837. |  |  |  | 2FA6E28 | 4 | EA | 12.88
PETE | 5901110 | 10.515.883 | CONTACT, DOUBLE, PADDLE TYPE, HI-LIMIT SWITCH, FOR 25 MAIN & 15 HP AUX, HOIST MOTORS CRANE S/N 8837. |  |  |  | 2FA6E28 | 4 | EA | 9.08
PETE | 5901111 | 10.511.736 | TERMINAL, CONTACT, PT NO. 109C, PADDLE TYPE, HI LIMIT SWITCH, FOR 25 MAIN & 15 HP AUX, HOIST MOTORS CRANE SERIAL NO. 8837. |  |  |  | 2FA6E27 | 8 | EA | 34.32
PETE | 5901112 | 10.507.596 | CONTACT, OPEN & CLOSED TYPE CONTROL CIRCUIT CONTACT PART NO. CY-31-11 APPLICABLE TO TYPE CY-A.C. MAGNETIC STARTERS SIZE 1, MFG. BY CLARK CONTROLLER CO. USED ON TURBINE ROOM CRANE SERIAL NO. 8837 |  |  |  | 2FA6E27 | 2 | EA | 18.68
PETE | 5901113 | 10.505.221 | SHIELD, UPPER ARC, PART NO CY-31-2, APPLICABLE TO TYPE CY-A.C. MAGNETIC STARTERS SIZE 1, MFG. BY CLARK CONTROLLER CO., USED ON TURBINE ROOM CRANE SERIAL NO. 8837. |  |  |  | 2FA6A19 | 2 | EA | 11.78
PETE | 5901114 | 10.516.013 | CONTACTS, SET OF PART NO CY-31-1, APPLICABLE TO TYPE CY-A.C. MAGNETIC STARTERS SIZE 1, MFG. BY CLARK CONTROLLER CO. USED ON TURBINE ROOM CRANE SERIAL NO. 8837 |  |  |  | 2FA6E27 | 2 | EA | 24.48
PETE | 5901115 | 10.515.187 | COIL, TB 102-22 APPLCABLE TO TYPE CY-A.C. MAGNETIC STARTERS SIZE 1 MFG. BYCLARK CONTROLLER CO., USED ON TURBINE ROOM CRANE, SERIAL NO. 8837 |  |  |  | 2FA6E26 | 2 | EA | 31.38
PETE | 5901116 | 10.505.219 | SHIELD LOWER ARC, PART NO CY-31-3, APPLICABLE TO TYPE CY-A.C. MAGNETIC STARTERS, SIZE 1, MFG. BY. CLARK CONTROLLER CO., USED ON TURBINE ROOM CRANE, SERIAL NO. 8837. |  |  |  | 2FA6E26 | 2 | EA | 2.88
PETE | 5901117 | 10.528.222 | CONTACT, OPEN & CLOSED TYPE CONTROL CIRCIUT CON- TACT PART NO CY-32-11, APPLICABLE TO TYPE CY-A.C. MAGNETIC STARTERS SIZE 2 MFG. BY CLARK CONTROLLER CO. USED ON TURBINE ROOM CRANE SERIAL NO. 8837 |  |  |  | 2FA6E26 | 2 | EA | 18.68
PETE | 5901118 | 10.522.267 | SHIELD, UPPER ARC PART NO. CY-32-2 APPLICABLE TO TYPE CY-A.C. MAGNETIC STARTERS SIZE 2 MFG. BY CLARK CONTROLLER CO., USED ON TURBINE ROOM CRANE SERIAL NO. 8837. |  |  |  | 2FA6A18 | 2 | EA | 15.08
PETE | 5901119 | 10.502.054 | CONTACT, SET OF PART NO. CY-32-1 APPLICABLE TO TYPE CY-A.C. MAGNETIC STARTERS SIZE 2 MFG. BY CLARK CONTROLLER CO. USED ON TURBINE ROOM CRANE SERIAL NO. 8837 |  |  |  | 2FA6E25 | 2 | EA | 54.98
PETE | 5901121 | 10.534.133 | SHIELD, LOWER ARC PART NO. CY-32-3 APPLICABLE TO TYPE CY-A.C.MAGNETIC STARTERS SIZE 2 MFG. BY CLARK CONTROLLER CO., USED ON TURBINE ROOM CRANE SERIAL NO. 8837. |  |  |  | 2FA6A17 | 2 | EA | 10.68
PETE | 5901122 | 10.528.212 | CONTACT, MOVING ARM, PT NO. CY-32-4 APPLICABLE TO TYPE CY-A.C.MAGNETIC STARTERS SIZE 2 MFG. BY CLARK CONTROLLER CO. USED ON TURBINE ROOM CRANE SERIAL NO. 8837 |  |  |  | 2FA6B20 | 2 | EA | 6.68
PETE | 5901123 | 10.507.591 | CONTACT, MOVING ARM, PT NO. CY-31-4 APPLICABLE TO TYPE CY-A.C.MAGNETIC STARTERS SIZE 2 MFG. BY CLARK CONTROLLER CO. USED ON TURBINE ROOM CRANE SERIAL NO. 8837. |  |  |  | 2FA6E25 | 2 | EA | 6.08
PETE | 5901124 | 10.515.876 | CONTACT, BLOCK, PT NO. 25047 FOR TYPE P B. C. PUSH BUTTON STATION 2 STATIONARY CONTACTS LEFT SIDE ONLY MFG. BY EUCLID ELECTRIC MFG. CO. USED ON TURBINE ROOM CRANE SERIAL NO. 8837 |  |  |  | 2FA6F30 | 3 | EA | 15.78
PETE | 5901127 | 10.528.177 | CONTACT, BLOCK PT NO. 25071 FOR TYPE P.B.C. PUSH BUTTON STATION 4 STATIONARY CONTACTS & LINE TERMI- NAL MFG. BY EUCLID ELECTRIC MFG. CO. USED ON TURBINE ROOM CRANE SERIAL NO. 8837 |  |  |  | 2FA6F29 | 2 | EA | 13.38
PETE | 5901128 | 10.517.752 | GUIDE, PLUNGER, PT #27220 FOR TYPE P.B.C. PUSH BUTTON STATION MFG BY EUCLID ELECTRIC MFG CO. USED ON TURBINE ROOM CRANE SERIAL NO 8837. |  |  |  | 2FA6F29 | 2 | EA | 1.28
PETE | 5901129 | 10.530.042 | GUIDE, PLUNGER WITH SUPPORT BRACKET PART #25074 FOR TYPE P.B.C. PUSH BUTTON STATION MFG. BY EUCLID ELECTRIC MFG. CO. USED ON TURBINE ROOM CRANESERIAL NO. 8837. |  |  |  | 2FA6F29 | 2 | EA | 2.78
PETE | 5901136 | 10.527.175 | BRUSH, FOR S.B. CRANE HOIST MTR. TYPE CS-47, MOTOR S/N #J-BBB-234 CRANE S/N #2960 |  |  |  | 2FA6F27 | 8 | EA | 49.04
PETE | 5901138 | 10.503.371 | BRUSH, FOR S.B CRANE TROLLEY MOTOR, TYPE CS-25 MOTOR S/N #H-BBB-124 CRANE S/N 2960. |  |  |  | 2FA6F27 | 8 | EA | 38.32
PETE | 5901139 | 10.518.299 | HOLDER, BRUSH, FOR S.B CRANE TROLLEY MTR TYPE CS-25 MOTOR S/N #H-BBB-124 CRANE S/N 2960. |  |  |  | 2FA6F26 | 3 | EA | 96.03
PETE | 5901140 | 10.514.867 | BRUSH, FOR S.B CRANE BRIDGE MOTOR TYPE CS-35 MOTOR S/N #E-BBB-69 CRANE, S/N 2960. |  |  |  | 2FA6F26 | 8 | EA | 38.32
PETE | 5901141 | 10.508.785 | HOLDER, BRUSH, FOR S.B CRANE BRIDGE MOTOR TYPE - CS-35 MOTOR, S/N #E-BBB-69, CRANE S/N 2960. |  |  |  | 2FA6F26 | 3 | EA | 91.41
PETE | 5901143 | 10.515.131 | COIL, BRAKE S-32013-A FOR S.B CRANE HOIST, S/N 2960. |  |  |  | 2FA6B18 | 1 | EA | 57.67
PETE | 5901144 | 10.531.838 | NUT, TRIP, PT #S-355524 FOR S.B. CRANE HOIST LIMIT SW. CRANE SER #2960. |  |  |  | 2FA6F25 | 2 | EA | 17.76
PETE | 5901145 | 10.522.020 | SEAT, CONTACT S-21283 FOR S.B CRANE HOIST LIMIT SWITCH CRANE, SER #2960. |  |  |  | 2FA6F25 | 4 | EA | 14.84
PETE | 5901147 | 10.528.227 | CONTACT, S-21287 FOR S.B CRANE HOIST LIMIT SWITCH CRANE SER #2960 |  |  |  | 2FA6F25 | 3 | EA | 19.68
PETE | 5901148 | 10.512.183 | WHEEL, FOR ELECTRIC BRAKE, S-37075, USED ON S.B. CRANE HOIST, CRANE SER #2960. |  |  |  | 2FA6B17 | 3 | EA | 52.86
PETE | 5901149 | 10.521.268 | RING, FOR ELECTRIC BRAKE, PT S-37071, USED ON S.B. CRANE HOIST, CRANE SER #2960. |  |  |  | 2FA6C20 | 3 | EA | 73.35
PETE | 5901150 | 10.530.883 | LINING, FOR ELECTRIC BRAKE, S-26593, USED ON S.B. CRANE TROLLEY & BRAKE CRANE SER #2960 |  |  |  | 2FA6C19 | 6 | EA | 86.46
PETE | 5608238 | 10.514.276 | BOARD, CIRCUIT, PART #1589K26G702, SUPVISORY INSTRUMENT SYSTEM S/N 170X755 |  |  | 1589K26G702 | 2FA13B19 | 1 | EA | 1855.15
PETE | 5003471 | 10.532.009 | O-RING, HOUSING, FOR 1/2"-3" ECC CONTROL VALVE DEZURIK, MODEL RS16 ASG5 MANUFACTURER PART NO = 1018923 |  |  | 1018923 | 2FA14F28 | 9 | EA | 2.79
PETE | 5003472 | 10.531.995 | O-RING, DRIVE SHAFT, FOR .5"-3" ECC CONTROL VALVE DEZURIK, MODEL RS16 ASG5MANUFACTURER PART NO = 1014708 |  |  | 1014708 | 2FA14F28 | 8 | EA | 2.4
PETE | 5003479 | 10.508.739 | GASKET, BODY, FOR DEZURIK, MODEL 1.25, TYPE CONTROL VALVE MANUFACTURER PART NO = 1022550 |  |  | 1022550 | 2FA14F30 | 3 | EA | 1.08
PETE | 5003482 | 10.505.500 | SEAL, U-RING, FOR .5", .75", 1.25" CONTROL VALVES DEZURIK, MODEL ECC MANUFACTURER PART NO = 1002178 |  |  | 1002178 | 2FA14E31 | 3 | EA | 1.83
PETE | 5003490 | 10.509.835 | PLUG, FOR 1.25" CONTROL VALVE FOR SO2 REMOVAL SYS DEZURIK, MODEL ASG5 |  |  | 1.25 | 2FA14E34 | 2 | EA | 164.78
PETE | 5003491 | 10.536.333 | WASHER, FIBER, DEZURIK, MODEL .5-3, SIZE CONTROL MANUFACTURER PART NO = 1002494 |  |  | 1002494 | 2FA14E35 | 9 | EA | 2.7
PETE | 6001529 | 10.531.960 | O-RING FOR FISHER INSTRUMENT MFG PART # 10A7777X012 |  |  | O70OH07331 | 2FA24F4 | 1 | EA | 1.95
PETE | 5003763 | 10.514.979 | CHIP, SCALING,PRE-SET PLUG,FOR MERRICK CORPORATION MODEL 68132 SCALE MANUFACTURER PART NO = 11196 |  |  | 11196 | 2FA14F46 | 4 | EA | 57.2
PETE | 5603445 | 10.508.715 | GASKET FOR FISHER PRESSURE CONTROLLER MODEL WIZARD II MFG PART # 1C128003012 |  |  | 1C128003012 | 1FA3F64 | 6 | EA | 2.58
PETE | 2904100 | 10.521.317 | SEAL, 2 1/2" SELCO, STYLE #701, 304 S.S. W/GRAPHOSEAL ELEMENT FOR HIGH PRESSURE - HIGH TEMPERATURE SYSTEMS. |  |  |  | 2FA21A11 | 21 | EA | 238.35
PETE | 5608236 | 10.506.789 | BOARD, CV CAM POS., PART #1572K16G703, SUPVISORY. INSTRUMENT SYSTEM S/N 170X755 |  |  | 1572K16G703 | 2FA13A19 | 1 | EA | 1974.96
PETE | 5003501 | 10.506.873 | BEARING, BRONZE, ITEM 5, FOR DEZURIK, MODEL 16, TYPE BUTTERFLY MANUFACTURER PART NO = VLV1600 |  |  | BEARING1600 | 2FA14E35 | 3 | EA | 7.5
PETE | 5608237 | 10.501.846 | BOARD, CIRCUIT, PART #1579K56G700, SUPVISORY. INSTRUMENT SYSTEM |  |  | 1579K56G700 | 2FA13C20 | 1 | EA | 2212.73
PETE | 5007646 | 10.526.631 | BOARD, RANGE, FOR ELECTRONIC TEMP TRANSMITTER RESEARCH COTTRELL INC, MODEL444TE1U282 MANUFACTURER PART NO = 190-2491 |  |  | 444-0013-0001 | 2FA19H26 | 2 | EA | 308.32
PETE | 6708165 | 10.517.572 | GEAR, , WORTHINGTON PUMP, MODEL 1 1/2 GRMS, MANUFACTURER PART NO = 45590 |  |  | 45590 | 2FA5A1 | 2 | EA | 671.16
PETE | 6708205 | 10.533.685 | SEAL, MECHANICAL, FOR WORTHINGTON PUMP, SIZE 1.5 GRM MANUFACTURER PART NO = 31446 |  |  | S15RF71150 | 2FA9E23 | 3 | EA | 294.48
PETE | 6001811 | 10.522.132 | SOLENOID, P/N 6292A55H01, USED ON PETE #1 & 2 WESTINGHOUSE STACK MONITOR (SO2 & O2) WESTINGHOUSE #GO-11728, MODEL EC960. |  |  | 6292A55H01 | 4FA5H13 | 2 | EA | 384.28
PETE | 5603598 | 10.502.317 | RETAINER, SEAL FOR FISHER CONTROL VALVE MODEL 1061 8500, SIZE 6" MFG PART # 22A8826X022 S/N 7039423 |  |  | 22A8826X022 | 1FA2C6 | 2 | EA | 1390.94
PETE | 5003297 | 10.516.227 | COUPLING, TORQE LIMITER FOR ANDCO, MODEL 10A/B BOOSTER FAN INLET ISOLATOR MANUFACTURER PART NO = 500A-1C |  |  | TL-6 | 2FA14H8 | 1 | EA | 566
PETE | 5004245 | 10.526.555 | BOARD, ISOLATED OUTPUT, 120VAC, FOR CONTROLLER ALLEN BRADLEY MANUFACTURER PART NO = 1771-OD |  |  | 1771-OD | 2FA19J27 | 2 | EA | 373.66
PETE | 5206944 | 10.524.067 | VALVE, FLEX-PLUG, AIR ACTUATED, ALL PLASTIC VANTON 3/4" SIZE, FLANGED 5 3/4" FACE TO FACE PVC BODY, VINTON PLUG AND WELDED FLANGES. MANUFACTURER PART NO. = |  |  |  | SB5A2A10 | 5 | EA | 665.5
PETE | 5002367 | 10.519.972 | PLATE, PLASTIC, FOR BUELL, USED 2 MANUFACTURER PART NO = ETB54 |  |  | ETB54 | 2FA9D36 | 3 | EA | 85.02
PETE | 5603444 | 10.528.801 | DIAPHRAGM, ASSY FOR FISHER PRESSURE CONTROLLER MODEL WIZARD II MFG PART # 1B7989000B2 |  |  | 1B7989000B2 | 1FA3F64 | 1 | EA | 1.15
PETE | 6701264 | 10.502.944 | UNLOADER, SUCTION VALVE UNLOADER W/VALVE, FOR WORTHINGTON PUMP, MODEL YC-2, SIZE 16/10-1/2X MANUFACTURER PART NO = 232400CC-1 |  |  |  | 2FA8C26 | 3 | EA | 2113.53
PETE | 5206436 | 10.517.185 | GASKET, FOR NASH ENGINEERING CO, MODEL 1003 PUMP, MANUFACTURER PART NO = H-3006-XP |  |  | H-3006-XP | 2FA8B18 | 4 | ST | 80.32
PETE | 6407315 | 10.514.858 | BRUSH AND SPRING, PT. #529 USED ON DC TO AC CONVERTER IN RELAY HOUSE WHICHPROVIDES EMERGENCY POWER TO RELAYS. |  |  |  | 2FA6E23 | 5 | EA | 3.05
PETE | 5003877 | 10.509.682 | MOTOR, ELECTRIC-AC, HORSEPOWER- 25, RPM- 3600 FRAME- 284T,TEFC, |  |  |  | SB1EB1 | 2 | EA | 1434.9
PETE | 5216022 | 10.508.713 | GASKET, FOR CONDENSATE ANALYZER ROSEMOUNT UNILOC INC MANUFACTURER PART NO = 8166W |  |  | 8166W | 2FA18F49 | 6 | EA | 98.76
PETE | 5004404 | 10.509.747 | PIN, YOKE, FOR REEVES, MODEL 300 (H.D.), USED B332 MANUFACTURER PART NO = 130 |  |  | 130 | 2FA1F31 | 1 | EA | 4
PETE | 5003758 | 10.527.284 | CHIP, SCALING,PRE-SET PLUG MERRICK CORPORATION MODEL 68132 SCALE MANUFACTURER PART NO = 11191 |  |  | 11191 | 2FA14F45 | 4 | EA | 58.48
PETE | 5003761 | 10.514.980 | CHIP, SCALING,PRE-SET PLUG MERRICK CORPORATION MODEL 68132 SCALE MANUFACTURER PART NO = 11194 |  |  | 11194 | 2FA14F46 | 3 | EA | 50.76
PETE | 5003766 | 10.503.899 | CHIP, SCALING,PRE-SET PLUG,FOR MERRICK CORPORATION MODEL 68132 SCALE MANUFACTURER PART NO = 11199 |  |  | 11199 | 2FA14F47 | 3 | EA | 42.9
PETE | 5216316 | 10.506.831 | BOARD, SERVO AMP, FOR SEAL WATER PUMP LAPP PULSAFEEDER, MODEL 7120H-S-AE MANUFACTURER PART NO = W206695-002 |  |  | W206695-002 | 2FA9F11 | 1 | EA | 210.92
PETE | 6103123 | 10.505.222 | MICA SHIELD FOR PENBERTHY GAGE #ST-1208 USED ON YUBA FEED WATER HEATER #1-5 1 ST EXT. POINT UNIT #1. |  |  | ST-1208 | 2FA22F33 | 5 | EA | 405.7
PETE | 6001798 | 10.526.268 | BOARD, INSTRUMENT, LOGARITHMIC AMPLIFIER CARD, PART NUMBER 6630D61G09. FOR O2 ANALYZER, WESTINGHOUSE #GO-11728. MODEL EC960. |  |  | 6630D61G09 | 4FA5A15 | 2 | EA | 2192.8
PETE | 6407862 | 10.504.892 | MOTOR, ELECTRIC-AC, HORSEPOWER- 7.6, RPM- 1675 FRAME- 180TY,240/480 VOLTS,19 .6/9.8 AMPS,3 PHASE, 60 HZ,CODE G,SERVICE FACTOR 1.0,INS CLASS B,55 W HEATER,START 60 LB/FT,RUN 24 LB/FT |  |  | 772-31891-02 | 4FA51B5 | 1 | EA | 1131
PETE | 6101133 | 10.509.536 | LINK, 6IN CONNECTING, STAINLESS STEEL, ASHCROFT, GAUGE, DESC DURAGAUGE MANUFACTURER PART NO = APF-5625 |  |  |  | 2FA22E34 | 32 | EA | 73.28
PETE | 6101134 | 10.530.887 | LINK, 6IN CONNECTING, STAINLESS STEEL, ASHCROFT, GAUGE, DESC DURAGAUGE MANUFACTURER PART NO = APF-5626 |  |  |  | 2FA22E34 | 32 | EA | 32
PETE | 5003732 | 10.525.526 | BARRIER, ELECTRICAL, FOR SWITCHGEAR SIEMENS-AC, MODEL LA600/600A, VOLTS/AMPS 480V/600A MANUFACTURER PART NO = 18-657-784-012 SER NOS = S-84429A7 & 84429D5 |  |  | 18-657-784-012 | 2FA7G8 | 6 | EA | 274.32
PETE | 5003733 | 10.513.614 | BARRIER, OUTER, FOR SWITCHGEAR SIEMENS-AC, MODEL LA600/600A, VOLTS/AMPS 480V/600A MANUFACTURER PART NO = 18-657-901-096 SER NOS = S-84429A7 & S-84429-D5 |  |  | 18-657-901-096 | 2FA7G7 | 6 | EA | 274.32
PETE | 5003734 | 10.525.527 | BARRIER, INNER, FOR SWITCHGEAR SIEMENS-AC, MODEL LA600/600A, VOLTS/AMPS 480V/600A MANUFACTURER PART NO = 18-657-901-095 SER NOS = S-84429A7 & S-84429-D5 |  |  | 18-657-901-095 | 2FA7H9 | 6 | EA | 47.52
PETE | 2904102 | 10.533.989 | SEAL, 3 1/2" SELCO, STYLE #701, 304 S.S. W/GRAPHOSEAL ELEMENT FOR HIGH PRESSURE - HIGH TEMPERATURE SYSTEMS. |  |  |  | 2FA21I25 | 26 | EA | 423.02
PETE | 6004268 | 10.531.138 | GLOBAR, FOR BODINE, STYLE MONITOR MANUFACTURER PART NO = 40474 |  |  | 40474 | 2FA17F36 | 2 | EA | 1744.36
PETE | 5206774 | 10.504.588 | O-RING, PUMP, FOR MILTON ROY PUMP CO, MODEL MRI48A95R, SIZE/DESC ACID FEEDMANUFACTURER PART NO = 408-J, S/N 123320-2 |  |  | 408J | 2FA18E30 | 23 | EA | 60.03
PETE | 6001233 | 10.523.622 | TRANSDUCER ASSY, P/N 301046-005 FOR UPSTREAM 1" NPT FOR MAPCO MODEL 8000 FLOWMETER S/N 1496S-2XXB. |  |  |  | 2FA17B13 | 1 | EA | 612
PETE | 5206842 | 10.536.358 | VALVE, RELIEF, SET/RANGE- 100, SIZE- 1 NPT MATERIAL- REGACIDPMP FOR REGENERATION ACID PUMPS. MANUFACTURER PART NO. = 744-024 |  |  |  | 1FA16D6 | 1 | EA | 950.06
PETE | 5601850 | 10.505.917 | TIMER, FOR "B" SYSTEM DUST COLLECTION. |  |  | 118-1328665-1 | 2FA11D7 | 2 | EA | 1041.94
PETE | 7004249 | 10.526.345 | BELT, V-DRIVE, FOR STERLING VARIABLE SPEED DRIVE UNIT, FRAME 56C-71-121, SER #5A3507, PT #7029-C. 3/4 H.P., DURKEE ATWOOD #2330V273. |  |  | P49FR08360 | 1FA6A28 | 6 | EA | 90.54
PETE | 5901151 | 10.524.194 | WHEEL, FOR ELECTRIC BRAKE USED ON S.B. CRANE TROLLEY & BRIDGE, S/N 2960 |  |  |  | 2FA6C18 | 4 | EA | 56.84
PETE | 5206805 | 10.528.770 | DIAPHRAGM, TEFLON, FOR COOLING TWR ACID FEED PUMPS MILTON ROY PUMP CO, MODEL MRI48A95R MANUFACTURER PART NO = SPY-01079 ADMRI SER NO = ADMRI-48A-95R |  |  | SPY-01079 ADMRI | 2FA18F28 | 3 | EA | 320.34
PETE | 5003417 | 10.506.796 | BOARD, PTD CCT FOR 6" ELECTRONIC FLOWMETER FISCHER & PORTER CO, MODEL 10LV1111B1 MANUFACTURER PART NO = 614B555U04 SER NO = 7606A5525A9-15 |  |  | 614B555U04 | 2FA14F21 | 2 | EA | 2200
PETE | 6006513 | 10.536.005 | TRANSISTOR, INSTRUMENT, (Q1, A2) PART 48N46929A22 FOR WEST MODEL 55CM03 (LINEARIZER) USED ON MOD 218 OZ ANALYZER |  |  | 48N46929A22 | 1FA1D55 | 25 | EA | 104
PETE | 6004265 | 10.518.356 | LAMP, FOR DURAG, STYLE MONITOR MANUFACTURER PART NO = 73073 |  |  | 73073 | 2FA17F35 | 2 | EA | 195.44
PETE | 6103102 | 10.516.971 | GASKET 82036 BOUSER NPT |  |  |  | 2FA22F14 | 41 | EA | 8.61
PETE | 5225374 | 10.513.125 | ARRESTER, D.C. NO AS1B2, CATHODIC PROTECTION RECTIFIER PETE NO 301 & 302 GOOD-ALL ELECTRIC NO 83470 |  |  | 83470 | 2FA16F15 | 1 | EA | 32.23
PETE | 5225375 | 10.504.442 | METER, POTENTIAL FOR CATHODIC PROTECTION RECTIFIER GOOD-ALL ELECTRIC, MODEL 301&302 MANUFACTURER PART NO = 6912780 |  |  | 6912780 | 2FA16F14 | 1 | EA | 80.59
PETE | 5004246 | 10.514.248 | BOARD, OUTPUT, CONTACTS NO, FOR CONTROLLER ALLEN BRADLEY MANUFACTURER PARTNO = 1771-OY |  |  | 1771-OY | 2FA19I26 | 2 | EA | 387.6
PETE | 5003739 | 10.518.916 | MOTOR, FOR SWITCHGEAR SIEMENS-AC, MODEL LA600, MTR VOLT 125V MANUFACTURERPART NO = 71-340-297-001 SER NO = S-84429A7 & S-84429D5 |  |  | 71-340-297-001 | 2FA7H8 | 2 | EA | 1163.74
PETE | 5004434 | 10.504.067 | BOARD, DPC, FOR THICKENER UNDERFLOW DENSITY METER OHMART CORPORATION, MODEL 512530 MANUFACTURER PART NO = PRSYAY-0045175 |  |  | PRSYAY-0045175 | 2FA17D45 | 1 | EA | 535.88
PETE | 5004436 | 10.506.824 | BOARD, AMPLFIER-DIGITAL, FOR DENSITY METER OHMART CORPORATION, MODEL 512530 MANUFACTURER PART NO = INDW-7630-12016 |  |  | INDW-7630-12016 | 2FA17F46 | 1 | EA | 530.87
PETE | 5004259 | 10.528.750 | DIAPHRAGM, FOR RKL CONTROLS INC, MODEL 3, |  |  | MODEL 3 | 4FA52A3 | 1 | EA | 219.81
PETE | 5606556 | 10.502.299 | RELAY, 115 VAC, GE #CR120C02052AA USED ON "A" SYSTEM "AS RECEIVED" SAMPLER. |  |  | CR120C02052AA | 2FA23F9 | 1 | EA | 69.47
PETE | 5007567 | 10.506.814 | BOARD, PRINTED, FOR ULTRASONIC GENERATOR RESEARCH COTTRELL INC., MODEL 55UC2210 MANUFACTURER PART NO = 686B391V02 |  |  | 686B391V02 | 2FA23D18 | 2 | EA | 1365
PETE | 5007568 | 10.523.343 | TRANSISTOR, POWER, ASSY, FOR RESEARCH COTTRELL INC, MODEL UNLTRASONIC 55UC2210, STYLE GENERATOR MANUFACTURER PART NO = 698B067U01 |  |  | 698B067U01 | 2FA23F30 | 2 | EA | 130
PETE | 7004247 | 10.514.048 | BELT, V-DRIVE, CUT LENGTH- 90, TOP WIDTH- 3/8, 3V900 (MATCHED SET OF 4). |  |  | P49EJ05440 | 1FA6A29 | 1 | ST | 18.97
PETE | 5216665 | 10.510.708 | RING, CASING, FOR WATER TREATMENT DILUTION PUMP WORTHINGTON PUMP, MODEL 1132, SIZE 3 X 1.5X 6 MANUFACTURER PART NO = 7 SER NO = Y641689, IMPELLER DIAMETER 5.3 X 6.5 |  |  | 7 | 2FA20E22 | 1 | EA | 68.99
PETE | 5601977 | 10.518.992 | MOTOR, 60 RPM, 115V, 10W, FOR TYPE DRAINAGE SYSTEM CONTROLS MFG. PT # HURST 3204-024 |  |  | 3204-024 | 2FA20G30 | 1 | EA | 36.99
PETE | 5603314 | 10.532.313 | PLUG, VALVE FOR FISHER CONTROL VALVE MODEL 1664-MY, SIZE 2" MFG PART # 1J6259000A |  |  | 1J6259000A | 1FA2F55 | 3 | EA | 102.15
PETE | 5610324 | 10.522.805 | SWITCH, PRESSURE, WITH 10' ARMORED CAPILLARY AND FLANGED DIAPHRAGM SEAL. ASHCROFT MODEL B464BXCT06400/10FTCAP/1/2"25FWSS-02 |  |  | B464BXCT06 | 1FA6B6 | 1 | EA | 475.2
PETE | 6716125 | 10.533.550 | RING, LANTERN ITEM 29 FOR SCRUBBER SEAL PUMP WORTHINGTON PUMP, MODEL D-1011, SIZE 3X2X6 MANUFACTURER PART NO = 29 SER NO = Y673163,MATL 316,DESIGN PRESS 75,2 PC/SET. |  |  |  | 2FA13F33 | 1 | ST | 23.43
PETE | 5004243 | 10.068.735 | BOARD, ISOLATED INPUT, 120VAC ALLEN BRADLEY, STYLE CONTROLLER MANUFACTURERPART NO = 1771-ID |  |  | 1771-ID | 2FA19J26 | 1 | EA | 125.4
PETE | 5216223 | 10.500.038 | RING, OV-11-212, FOR CHLORINATOR ADVANCE, MODEL 841, RATE 0-50 MANUFACTURER PART NO = 066310-1 SER NO = 066310-1 |  |  | OV-11-212 | 2FA18F45 | 1 | EA | 3.3
PETE | 5216226 | 10.533.559 | RING, OV-11-112, FOR CHLORINATOR ADVANCE, MODEL 841, RATE 0-50 MANUFACTURER PART NO = OV-11-112 SER NO = 066310-1 |  |  | OV-11-112 | 2FA18E42 | 1 | EA | 1.65
PETE | 6001134 | 10.520.166 | POWER SUPPLY, PLUS OR MINUS, 15V, #116-16099 FOR SO2 OHMART DENSITY METERS. |  |  | PRSYCB0016099 | 2FA17F39 | 2 | EA | 546.52
PETE | 6001135 | 10.513.983 | BOARD, LINEARIZER, FOR SO2 DENSITY METER OHMART CORPORATION MANUFACTURER PART NO = LINRCB-0015084 |  |  | LINRCB-0015084 | 2FA17F39 | 1 | EA | 211.83
PETE | 6001136 | 10.516.062 | CONVERTER, FOR SO2 DENSITY METER OHMART CORPORATION MANUFACTURER PART NO =CNVRCB-0028867 |  |  | CNVRCB-0028867 | 2FA17F39 | 1 | EA | 253.61
PETE | 6001137 | 10.513.995 | BOARD, TEMPERATR COMPENSATOR FOR SO2 DENSITY METER OHMART CORPROATION MANUFACTURER PART NO = TPCPCB-0015083 |  |  | TPCPCB-0015083 | 2FA17F39 | 2 | EA | 371.46
PETE | 5402799 | 10.510.412 | ROTOR, CONTACT, FOR AIR CIRCUIT BREAKER WESTINGHOUSE ELECTRIC CO, MODEL DB-25 MANUFACTURER PART NO = 1397641 |  |  |  | 2FA7F44 | 7 | EA | 7
PETE | 3914215 | 10.515.123 | COIL, 125 VDC, FOR GENERAL ELECTRIC COMPANY, TYPE VALVE MANUFACTURER PART NO = 3240065 |  |  | 3240065 | 4FA5D33 | 3 | EA | 64.38
PETE | 3914272 | 10.518.335 | KIT, SOLENOID, PARKER-HANNIFIN, MODEL SS2000 37 VALVE, MANUFACTURER PART NO = PS539700 |  |  | PS539700 | 1FA7E3 | 1 | EA | 18.98
PETE | 5008203 | 10.507.996 | ELL, FITTING, FOR CLARKSON COMPANY, MODEL 24, TYPE KNIFE GATE MANUFACTURERPART NO = 3693 |  |  | 3693 | 2FA15F27 | 4 | EA | 11
PETE | 5003063 | 10.514.245 | BOARD, LINEAR INTEGRATED CIRCUIT, 8 LEAD TO-3 CASE RCA PART NO = CA3140T |  |  |  | 2FA14F51 | 42 | EA | 73.5
PETE | 5003458 | 10.526.122 | BOARD, CCT POWER SUPPLY +/- 15V, FOR DENSITY GAGE OHMART CORP., MODEL EDS-1-FA2 MANUFACTURER PART NO = 116-16099 SER NO= 2398 |  |  | 116-16099 | 2FA14E29 | 1 | EA | 263.77
PETE | 5603043 | 10.504.911 | NETWORK, M-1, MINIMUM POSITIONINT, USED ON JOHNSON VENTILATION SYSTEM. P/NMQ-3020-A-A-A |  |  |  | 2FA7E10 | 1 | EA | 25.55
PETE | 5225378 | 10.513.985 | BOARD, MANUAL, FOR CATHODIC PROTECTION RECTIFIER GOOD-ALL ELECTRIC, MODEL 301&302 MANUFACTURER PART NO = 09134B020 |  |  | 09134B020 | 2FA16F16 | 1 | EA | 20.4
PETE | 5225379 | 10.526.286 | BOARD, APC, FOR CATHODIC PROTECTION RECTIFIER GOOD-ALL ELECTRIC, MODEL 301&302 MANUFACTURER PART NO = 09134C000 |  |  | 09134C000 | 2FA16F16 | 1 | EA | 235.6
PETE | 6001998 | 10.513.966 | BOARD,INSTRUMENT, PRINTED CIRCUIT,INDIKON MODEL II VIBRATION MONITORING SYSTEM TYPE V/P-IR-L4C |  |  | V/P-IR-L4C | 2FA2F8 | 1 | EA | 912.73
PETE | 5711157 | 10.516.722 | FLANGE, COUPLING, FOR ASH HOPPER CLINKER GRINDER DODGE FLEXIDYNE COUPLING,REF. #1, PT #008011, 1 & #2 UNITS. |  |  | 008011 | 1FA7A23 | 2 | EA | 106.5
PETE | 5711166 | 10.500.729 | BUSHING, TAPERLOCK, BORE- 1.125 |  |  | G14HB08350 | 1FA7F35 | 10 | EA | 55.7
PETE | 5002418 | 10.508.408 | GASKET, CASING, FOR PRECIPITATOR MIGI RAPPERS RESEARCH COTTRELL INC, UNIT PETE 1&3 MANUFACTURER PART NO = 51178-L2 |  |  | 51178-L2 | 2FA9A24 | 14 | EA | 57.96
PETE | 7004620 | 10.529.220 | FASTENERS, BELT RIP PLATE FELXCO NO. RP2, (10 PER BOX). |  |  |  | 1FA6C28 | 3 | BOX | 48
PETE | 5307610 | 10.510.173 | RELAY, TIME DELAY, .2-5 SEC DELAY, 1120VDC OPERATING VOLTAGE AGASTAT TYPE 7032PBB |  |  | 7032PBB | 2FA8D5 | 1 | EA | 222.07
PETE | 2904108 | 10.510.894 | SEAL, 12" SELCO, STYLE #701, 304 S.S. W/GRAPHOSEAL ELEMENT FOR HIGH PRESSURE - HIGH TEMPERATURE SYSTEMS. |  |  |  | 2FA21J8 | 12 | EA | 829.44
PETE | 3914189 | 10.532.110 | PINION, INTERMITTENT FOR VALVE ACTUATOR LIMITORQUE CORPORATION, MODEL SMB,TYPE B-15982 MANUFACTURER PART NO = 10 SER NO = 22500A |  |  | 10 | 1FA16E28 | 3 | EA | 6.69
PETE | 5601746 | 10.525.482 | BALL, NYLON, FOR TRANSDUCER MOORE PRODUCTS CO., MODEL 77-3 MANUFACTURER PART NO = 12349-1 |  |  |  | 1FA3F61 | 7 | EA | 0.7
PETE | 5225372 | 10.503.114 | AMPMETER, 0-75 AMPS, USED ON PETE CATHODIC PROTECTION RECTIFIERS GOOD-ALL ELECTRIC PART NO = 0054370 |  |  | 0054370 | 2FA16F12 | 1 | EA | 55
PETE | 5008210 | 10.501.965 | CAP, PUSHBUTTON, DUAL LAMP FOR INDICATOR LIGHTS ON PETE3/4 SCRUBBER CONTROL BOARDS MANUFACTURER PART NO = 330-02FF-155 |  |  | 330-02FF-155 | 2FA21F48 | 25 | EA | 321.25
PETE | 5004287 | 10.507.127 | TERMINAL BLOCK, FIXED AN3, SIEMENS-ALLIS, MODEL 2510940100, M.C.C.101 MANUFACTURER PART NO = 25-109-401-007 |  |  | 15-109-401-007 | 4FA4E15 | 6 | EA | 22.32
PETE | 5603560 | 10.521.715 | SHAFT, DISC SHAFT & TAPER PIN ASSEMBLY FOR FISHER CONTROL VALVE MODEL 10618500, SIZE 10" MFG PART # 22A8945X072 S/N 7039386 |  |  | 22A8945X072 | 4FA55B3 | 4 | EA | 3422.68
PETE | 5004507 | 10.533.823 | ROTOR, KIT, FOR ACTUATOR LIMITORQUE CORPORATION, MODEL SMC, SIZE/TYPE 0 MANUFACTURER PART NO = 6001-113 |  |  | 6001-113 | 2FA14F45 | 1 | EA | 113.42
PETE | 6407450 | 10.531.285 | MOTOR, W/SHAFT, RPM 2, 115V/60HZ FOR MARTEC ASSOCIATES INC, TYPE INDICATORMANUFACTURER PART NO = 107SAC07AA-15DAB67488X-R, CRAMER105MB300AE. |  |  | 105M-2RPM115160 | 1FA7E38 | 1 | EA | 53.66
PETE | 6407461 | 10.518.989 | MOTOR, SYNCHRONOUS CRAMER, MODEL 117 MANUFACTURER PART NO = 629101-3 CRAMER #P24KAA36, #15A1VA08A-4, 2 RPM, 115 VOLT. |  |  | 629101-3 | 2FA18E50 | 2 | EA | 309.64
PETE | 6706950 | 10.529.272 | KIT, BEARING COVER GASKET, ITEM 126 FOR DURIRON CO, MODEL 2231A & B, SIZE 3X2S-13/100 DCI MANUFACTURER PART NO = Y22792A |  |  | Y22792A | 2FA15D22 | 1 | EA | 17
PETE | 5004384 | 10.509.311 | INLET, SAMPLE INTAKE, FLOW ASSY, FOR ARMCO AUTOMETRICS, MODEL PSM400, SIZE/DESC MONITOR MANUFACTURER PART NO = 390401/0, S/N 4069 |  |  | 390401/0 | 2FA16F40 | 2 | EA | 82.9
PETE | 5402760 | 10.509.481 | LEVER, 1ST TOGGLE, FOR AIR BREAKER WESTINGHOUSE ELECTRIC CO, MODEL DB-25 MANUFACTURER PART NO = 201/419D395H11 |  |  |  | 2FA7F45 | 4 | EA | 4.84
PETE | 3914211 | 10.503.562 | COIL, SOLENOID, MODEL K10AF1025B, TYPE VALVE MANUFACTURER PART NO = C350F02A18 |  |  | C350F02A18 | 4FA5B33 | 1 | EA | 120.58
PETE | 5603789 | 10.504.061 | CONTROLLER ASSY, LAMITROL TEMPERATURE CASHCO TYPE 764-T, STAINLESS STEEL, RANGE 180 TO 350 DEG F FOR UNITS #1 & 2 STEAM COMBUSTION AIR PREHEATER COILS. #CB1-3507-00000000A |  |  |  | 2FA16D2 | 1 | EA | 335.25
PETE | 5604780 | 10.503.420 | SEAL, BUSHING FOR FISHER CONTROL VALVE MODEL 657-EZ, SIZE 1 1/2" MFG PART # 15A6508X022 S/N 10235637 |  |  | 15A6508X022 | 2FA25F17 | 1 | EA | 92.4
PETE | 6716124 | 10.504.056 | GASKET, IMPELLER NUT, ITEM 28, FOR FRAME 3, FOR WORTHINGTON PUMP, MODEL D-1011, SIZE 3X2X6 MANUFACTURER PART NO = 390095 S/N Y673163 |  |  | 390095 | 2FA13F33 | 8 | EA | 16.48
PETE | 5003499 | 10.528.620 | CYLINDER, 6" FLEXIBLE WHITE NEOPRENE FOR SENSOR RONNINGEN PETER, MODEL 31213, STYLE PRESSURE |  |  |  | 2FA14A23 | 2 | EA | 332.68
PETE | 6002548 | 10.504.875 | MOTOR, CHART DRIVE, FOR TAYLOR INSTRUMENTS, MODEL X700JD211, TYPE RECORDER115V, RPH 1/3, 2.7W, 60CY. SER NO = X700JD211-4796, CRAMER P/N P58TAA98. |  |  |  | 2FA17F13 | 2 | EA | 147.22
PETE | 5004520 | 10.521.646 | SCREW, ADJ IMP, FOR RECYCLE PUMP GARDNER-DENVER, MODEL SRL-C, SIZE/DESC 18X16X35 MANUFACTURER PART NO = 504071 SER NO = 01-166483 |  |  | 504071 | 2FA17H11 | 1 | EA | 189.19
PETE | 6103126 | 10.511.140 | STUD, (TRANSPARENT) FOR PENBERTHY GAGE #ST-1208 USED ON YUBA FEED WATER HEATER #1-5 1 ST. EXT. POINT UNIT #1, W/O NUTS. |  |  | ST-1208-1TM9 | 2FA22E29 | 3 | EA | 32.04
PETE | 5206709 | 10.500.520 | RECTIFIER, PT. #640-248 (NEW #1089-083) FOR HAYS UNIVERSAL SOLID STATE RECORDER-MODEL 855. |  |  |  | 2FA18E31 | 1 | EA | 18.34
PETE | 3910091 | 10.531.004 | KIT, QUAD & O-RINGS, LIMITORQUE CORPORATION, MODEL SMB, SIZE 000 ACTUATOR MANUFACTURER PART NO = SMB-000 |  |  |  | 1FA16E30 | 1 | EA | 4.25
PETE | 3910092 | 10.499.886 | BEARING, CUP & CONE, PIECE #S 68 & 69 USED ON LIMITORQUE SMB 000 VALVE OPERATOR., TIMKEN #28985 CUP/#28921 CONE. |  |  | I54ST18001 | 1FA16E30 | 3 | EA | 58.2
PETE | 3910095 | 10.513.343 | BEARING, ITEM 71, BALL, FOR FAFNIR BEARING, MODEL SMB, SIZE OOO MANUFACTURER PART NO = S7K |  |  | S7K | 1FA16E29 | 3 | EA | 17.04
PETE | 7001016 | 10.513.352 | BEARING,BALL,SINGLE ROW,RADIAL,LIGHT SERIES, 15 MM BORE,OPEN |  |  | F07BH24300 | 1FA16E29 | 7 | EA | 16.59
PETE | 6006553 | 10.514.236 | BOARD, INSTRUMENT, AVERAGING PART 01-F828SE01, FOR WESTINGHOUSE 02 ANALYZER. |  |  |  | 1FA1E56 | 1 | EA | 1760
PETE | 3907392 | 10.529.798 | GASKET, PRESSURE SEAL, ITEM 5, FOR VELAN, MODEL 3, TYPE TILTING DISC CHECKVALVE MANUFACTURER PART NO = 9315-000-350 |  |  | 9315-000-350 | 4FA5D1 | 2 | EA | 684.1
PETE | 3910173 | 10.508.625 | GEAR, CONVERTO, FOR CRANE DEMING PUMPS, MANUFACTURER PART NO = 4X |  |  | 4X | SB1NC6 | 1 | EA | 1324.45
PETE | 5216339 | 10.508.380 | GASKET, LEAD, FULL FACE, FOR 1"-150# FLANGE 3/32" THICK, CHLORINE INSTITUTE APPROVED, WALLACE & TIERNAN FOR CHLORINATION SYS. COMPONENTS-DWG. #P5781-700A |  |  | P5781-700A | SB5A4A2 | 10 | EA | 257.5
PETE | 5711998 | 10.507.647 | CAP, CYLINDER, HEAD END, FOR UNITED CONVEYOR CORP. 10" DIA. X 25 1/2" STROKE CYLINDER, DWG. 24301-14, USED FOR OPERATION OF 24" X 24" SLUICE GATE, EWS 7 MANUFACTURER PART NO. 43015-1. |  |  | 43015-1 | SB5A2A6 | 2 | EA | 277.48
PETE | 6407306 | 10.529.203 | FAN, #644C702G01 FOR WESTINGHOUSE MOTOR, FRAME 684-S, TYPE CSP, 200 HP, 1788 RPM, 3 PHASE, 60 CY, 4160 VOLTS, S.O. #19B6641 FOR 8A CONVEYOR DRIVE MOTOR. |  |  |  | SB5A4A10 | 2 | EA | 232.32
PETE | 6407871 | 10.518.956 | MOTOR, ELECTRIC-AC, HORSEPOWER- 30, RPM- 1785 FRAME- 324T, 460V., 3PH., 1.0 S.F., |  |  | 9503379-183 | SB1EC10 | 1 | EA | 1858.54
PETE | 6407880 | 10.518.933 | MOTOR, ELECTRIC-AC, HORSEPOWER- 3/1.5 RPM- 875/430, FRAME- 256T, 460 VOLTS, 4.65/5 AMPS, 3 PHASE, 60 HZ, TYPE PM, INS CLASS B, S.F. 1.0 CONTINUOUS DUTY,CODE H,40C AMBIENT |  |  | 1MAF9650-G1-QJ | SB1EB5 | 1 | EA | 1402.37
PETE | 6407897 | 10.519.292 | MOTOR, ELECTRIC-AC, HORSEPOWER- 20, RPM- 1755 FRAME-256LP, 230/460 VOLTS, 50/25 AMPS, 3 PHASE, TYPE P,DESIGN B,INSL CLAS F,SERVICE FACTOR 1.15,40 CAMB,CONTINUOUS DUTY |  |  |  | SB1EB5 | 1 | EA | 2469
PETE | 6407898 | 10.531.582 | MOTOR, ELECTRIC-AC, HORSEPOWER- 9.8, RPM- 1600 FRAME- 215TR2, 460 VOLTS, 9.8 AMPS, 3PHASE, 60 HZ, TENV, SERVICE FACTOR 1.0, 40 C AMB, 15 MIN DUTY START 80 LB/FT, RUN 32 LB/FT, TYPE P. |  |  |  | SB1EB4 | 1 | EA | 2859.52
PETE | 6623178 | 10.534.700 | STEEL, ROUND BAR, 2 1/6" DIA., G.E. SPEC. B50A125E, .22 C, 11.75 CR, 1.1 MO, .7 NI, 1.1 W, .25 V, FOR GENERAL ELECTRIC TURBINES. |  |  |  | SB5A4B7 | 36 | IN | 116.28
PETE | 6623494 | 10.522.834 | STEEL, ROUND BAR, 3 7/8" DIA., SPEC. B50A391B, .19C, 1.25 CR. 1.05 MO, 25V, FOR GENERAL ELECTRIC TURBINES. |  |  |  | SB5C1C | 60 | IN | 539.4
PETE | 5610272 | 10.520.233 | PINION, BEVEL, FOR ACTUATOR LIMITORQUE CORPORATION, MODEL SMB, SIZE 1 MANUFACTURER PART NO = 61-428-0002-2 |  |  | 6142800022 | 1FA2E15 | 3 | EA | 184.53
PETE | 6716793 | 10.517.999 | SHELL, BEARING, ITEM 132, FOR GOULDS PUMPS, MODEL 402493, TYPE 4 X 6 X11H MANUFACTURER PART NO = B6616-1000 SER NO = 402493 |  |  | B6616-1000 | 2FA13B31 | 2 | EA | 886.72
PETE | 6716795 | 10.521.651 | SCREW, IMPELLER, ITEM 198, FOR GOULDS PUMPS, MODEL 402493, SIZE 4 X 6 X11HMANUFACTURER PART NO = B00055B01-2229 SER NO 402493 |  |  | B00055B01-2229 | 2FA13E44 | 2 | EA | 65.14
PETE | 5007562 | 10.508.555 | GASKET, PLATE, FOR RESEARCH COTTRELL INC., MODEL 10D1419A/U, SIZE/TYPE FLOWMETER MANUFACTURER PART NO = 333G206Z10 |  |  | 333G206Z10 | 2FA23F30 | 2 | EA | 3.52
PETE | 5007563 | 10.503.558 | COIL, MAGNET, FOR MAGNETIC FLOW METER RESEARCH COTTRELL INC., MODEL 10D1419A/U MANUFACTURER PART NO = 608B428U04 |  |  | 608B428U04 | 2FA23C18 | 1 | EA | 774.65
PETE | 5007564 | 10.530.032 | GASKET, CASE, FOR RESEARCH COTTRELL INC., MODEL 10D1419A/U, SIZE/TYPE FLOWMETER, MANUFACTURER PART NO = 333B007U01 |  |  | 333B007U01 | 2FA23G27 | 2 | EA | 111.42
PETE | 5007566 | 10.503.820 | DRIVER, MAGNETIC, FOR MAGNETIC FLOWMETER RESEARCH COTTRELL INC., MODEL 10D1419A/U MANUFACTURER PART NO = 624B217U09 |  |  | 624B217U09 | 2FA23C17 | 1 | EA | 632.37
PETE | 5603845 | 10.507.687 | CARTRIDGE ASSY., FILTER RESTRICTION, PT.# 645B001U01 FOR FISCHER & PORTER CONTROLLER SER.# 7407A-0952A1 SERIES 53PF1510A, UNITS #2, 3, & 4 STATOR COOLING WATER CONTROL (TEMPERATURE CONTROLLER) |  |  |  | 2FA16E5 | 1 | EA | 23.17
PETE | 5007304 | 10.520.827 | RECTIFIER, SILICON CONTROLLED, 235A, 500V, 15 MICROSEC, FOR RESEARCH COTTRELL INC., MODEL/STYLE STI-120-010-1/UPS, MANUFACTURER PART NO = 6123105 |  |  | 6123105 | 4FA3E28 | 3 | EA | 197.28
PETE | 5007305 | 10.510.450 | RECTIFIER, SILICON CONTROLLED, DUAL 90A, 600V, FOR RESEARCH COTTRELL INC.,MODEL STI1200101, STYLE UPS, MANUFACTURER PART NO = 6791106 |  |  | 6791106 | 4FA3E28 | 4 | EA | 440.04
PETE | 5007907 | 10.528.955 | DRIVE, AC CHART, FOR RECORDER TRACOR WESTRONICS, MODEL D4E2/T4E2 MANUFACTURER PART NO = CB-100118-02 SER NO = 3241 |  |  | CB-100118-02 | 4FA3E28 | 2 | EA | 617.24
PETE | 6001639 | 10.523.878 | TUBE, INSTRUMENT, MODEL/TYPE- 5&60 BLR STYLE- PRESS XMIT, DESC- ASSY |  |  | 451A112-01 | 4FA3E29 | 4 | EA | 61.6
PETE | 5005882 | 10.510.897 | SEAL, BAL, FOR 6" PINCH VALVE, 3-WAY LH DIVERTER RESEARCH COTTRELL INC, MODEL DVLH MANUFACTURER PART NO = 190-0128 |  |  | 190-0128 | 4FA3E11 | 2 | EA | 46.56
PETE | 5007301 | 10.508.312 | DIODE, 150A 600V, FOR UPS RESEARCH COTTRELL INC., MODEL STI1200101 MANUFACTURER PART NO = 6215106 |  |  | 6215106 | 4FA3E23 | 3 | EA | 157.41
PETE | 5109204 | 10.514.007 | BELT, ALTERNATOR, PT #961778 FOR MICHIGAN TRACTOR DOZER, MODEL 380 III A, S/N |  |  | 961778 | 2FA6C34 | 1 | EA | 24.53
PETE | 5007124 | 10.508.247 | DETECTOR, LEVEL, W/7" PROBE & CONTROL FOR DYNATOL, MODEL 10FT BALL MILL MANUFACTURER PART NO = CL10DJ&EC501A |  |  | DYNTL CL10DJ&EC | 4FA3A2 | 1 | EA | 683.82
PETE | 6002610 | 10.527.287 | CHOKE, FOR ONE MODE CONTROLLER HONEYWELL, MODEL 3331220088 MANUFACTURER PART NO = 722448-1 SER NO = L669585072. |  |  |  | 2FA17F31 | 1 | EA | 2.5
PETE | 5008244 | 10.501.310 | PACKING, TYPE 1, MATERIAL C, FOR WORTHINGTON PUMP, MODEL A16545.46, SIZE 7.5 X 5 MANUFACTURER PART NO = RM1022, S/N A16545,46 |  |  | RM1022 | 2FA17D43 | 2 | EA | 102.92
PETE | 5402719 | 10.528.193 | CONTACT, MAIN MOV, FOR AIR CIRCUIT BREAKER WESTINGHOUSE ELECTRIC CO, MODELDB-50 MANUFACTURER PART NO = 200B570G01 |  |  |  | 2FA7D32 | 4 | EA | 256
PETE | 5003795 | 10.526.120 | BOARD, AMPLIFIER, FOR RECORDER TAYLOR INSTRUMENT, MODEL 1331J/32J MANUFACTURER PART NO = 125S1007-2 |  |  | 125S1007-2 | 2FA14F50 | 2 | EA | 751.78
PETE | 5004371 | 10.503.253 | BOARD, TOTALIZER, FOR SCALE MERRICK CORPORATION, MODEL 460DS13532 MANUFACTURER PART NO = 19233 SER NO = 460-DS-13532 |  |  | 19233 | 2FA14F33 | 2 | EA | 565.6
PETE | 5603081 | 10.517.006 | GASKET, BODY, FOR CV-7A & 7B,CV-21, CV-22 MASONEILAN DIAPHRAGM VALVES UNIT#2. P/N 1904-573-817 |  |  |  | 1FA2D51 | 4 | EA | 63.24
PETE | 5606555 | 10.510.181 | RELAY, 115 VAC, GE #CR120A03002, USED ON "A" SYSTEM "AS RECEIVED" SAMPLER. |  |  | CR120A03002 | 2FA23B5 | 1 | EA | 59.77
PETE | 6407881 | 10.504.886 | MOTOR, ELECTRIC-AC, HORSEPOWER- .333, RPM- 3450 FRAME- GA48, 230/460 VOLTS, 1/.5 AMPS, 3 PHASE, 60 HZ INSL CLASS B,SERVICE FACTOR 1.0,40C AMB TEMP CONTINUOUS DUTY |  |  | P48H2307M TJ | 4FA51A10 | 2 | EA | 405.72
PETE | 6002725 | 10.509.944 | PROTECTOR, TRANSIENT, FOR TEMPERATURE TRANSMITTER ROSEMOUNT UNILOC INC, MODEL 442A MANUFACTURER PART NO = 470D-1 |  |  |  | 2FA17B46 | 1 | EA | 80
PETE | 6001905 | 10.526.256 | BOARD, OUTPUT T/C, FOR ROSEMOUNT UNILOC INC, STYLE TRANSMITTER MANUFACTURER PART NO = 00444-0015-0001 |  |  | 444-0015-0001 | 2FA16E40 | 1 | EA | 235
PETE | 5903114 | 10.502.120 | NUT, UPPER HOOK FOR 3 TON C.M. PULLER - MODEL B. |  |  | 40382 | 2FA9F28 | 12 | EA | 26.04
PETE | 6716672 | 10.511.070 | SEISMOPROBE, VELOCITY, FOR BENTLY NEVADA CORPORATION MANUFACTURER PART NO = 16699-10-01-02 |  |  | 16699-10-01-02 | 4FA2H12 | 1 | EA | 353
PETE | 3910105 | 10.518.282 | HEATER, ACTUATOR, MODEL/TYPE- SMB, SIZE- 00 DESC- THERAL OVR |  |  | XOL1020-25 | 1FA16F29 | 2 | EA | 91.04
PETE | 6004264 | 10.500.568 | SHROUD, AIR FILTER, FOR BODINE, STYLE MONITOR MANUFACTURER PART NO = 70069 |  |  | 70069 | 2FA17H16 | 4 | EA | 212
PETE | 5004244 | 10.526.558 | BOARD, OUTPUT, 120VAC, FOR CONTROLLER ALLEN BRADLEY MANUFACTURER PART NO =1771-OA |  |  | 1771-OA | 2FA19I27 | 1 | EA | 238.56
PETE | 5004381 | 10.525.840 | ASPIRATOR, VACUUM, FOR PARTICLE SIZE MONITOR ARMCO AUTOMETRICS, MODEL PSM400 MANUFACTURER PART NO = 380501B0-LM1 SER NO = 4069 |  |  | 380501B0-LM1 | 2FA16F38 | 1 | EA | 233.75
PETE | 5706411 | 10.511.831 | VALVE, SOLENOID, SIZE PORTS- .25 3 MANUFACTURER PART NO. = 714N2C1C |  |  | 714N2C1C | 2FA15E25 | 1 | EA | 398
PETE | 6001810 | 10.509.207 | FLOWMETER, 0-10 SCFH, P/N 771B635H01, USED ON PETE #1 & 2 WESTINGHOUSE STACK MONITOR (SO2 & O2) WESTINGHOUSE #GO-11728, MODEL EC960. |  |  | 771B635H01 | 4FA5G15 | 1 | EA | 137
PETE | 6001316 | 10.513.945 | BOARD, OUTPUT,FOR ALPHALINE TEMP TRANS RESIST-TYPE ROSEMOUNT UNILOC,MODEL 44RL1U1A1N,STYLE TRANSMITER MANUFACTURER PART NO = 444-0005-0001 |  |  | 444-0005-0001 | 2FA17F11 | 3 | EA | 435.42
PETE | 5603441 | 10.501.727 | DIAPHRAGM, TOP FOR FISHER PRESSURE CONTROLLER MODEL WIZARD II MFG PART # 1L555602042 |  |  | 1L555602042 | 1FA3F65 | 4 | EA | 5.08
PETE | 5613421 | 10.517.335 | GASKET, BOTTOM FOR FISHER PRESSURE CONTROLLER MODEL WIZARD II MFG PART # 1K700104142 |  |  | 1K700104142 | 2FA5F49 | 3 | EA | 14.91
PETE | 5613422 | 10.501.898 | GASKET, TOP FOR FISHER PRESSURE CONTROLLER MODEL WIZARD II MFG PART # 1K700204142 |  |  | 1K700204142 | 2FA5F49 | 3 | EA | 14.91
PETE | 5003759 | 10.514.977 | CHIP, SCALING,PRE-SET PLUG, FOR MERRICK SCALE MFG CO MODEL 68132 SCALE MANUFACTURER PART NO = 11192 |  |  | 11192 | 2FA14F45 | 2 | EA | 12.04
PETE | 6701393 | 10.516.083 | CORE FILTER REFRIGERANT |  |  |  | 2FA8C12 | 1 | EA | 13.5
PETE | 5004260 | 10.533.368 | RELAY, 4 POLE W/CONTACTS, 125 VAC, FOR WESTINGHOUSE ELECTRIC CO, SIZE INDUST. CONTROLLER MANUFACTURER PART NO = AR440AR |  |  | AR440AR | 4FA1G4 | 1 | EA | 59.55
PETE | 5004261 | 10.533.377 | RELAY, 4 POLE ADDER, FOR WESTINGHOUSE ELECTRIC CO, SIZE CONTROLLER MANUFACTURER PART NO = ARA40 |  |  | ARA40 | 2FA19G19 | 1 | EA | 29.77
PETE | 5003575 | 10.525.691 | BEARING,BALL,SINGLE ROW,RADIAL,LIGHT SERIES, 35 MM BORE,1 SEAL |  |  | F10BH57968 | 2FA14E39 | 1 | EA | 11
PETE | 7001063 | 10.525.703 | BEARING,BALL,SINGLE ROW,RADIAL,LIGHT SERIES, 65 MM BORE,OPEN |  |  | F07BH57186 | 1FA7F64 | 4 | EA | 86.96
PETE | 6626208 | 10.507.670 | CAPACITOR, 8UF 660VAC, FOR G.E. COMPANY, CHARGER, AREA PETE 1&2 MANUFACTURER PART NO = 26F6625 |  |  | 47F1334 | 2FA12F40 | 6 | EA | 342.42
PETE | 3908097 | 10.536.098 | VALVE, GATE, SIZE/CONN- 2 FLG RTNG/DESC- 125/OUTSCR, BODY/TRIM- STL/BRONZE MANUFACTURER PART NO. = 465 |  |  | 465 | 4FA56B5 | 1 | EA | 194.6
PETE | 5003414 | 10.526.629 | BOARD, PRINTED CCT FOR 2" MOD FLOWMETER F & P, MODEL 10LV1111B1, STYLE ELECTRONIC MANUFACTURER PART NO = 614B555U01 SER NO = 7606A5525-8 |  |  | 15 10LV3000 | 2FA14G13 | 1 | EA | 970
PETE | 6716736 | 10.502.115 | NUT, LOCK, CPN 60696580 FOR INGERSOLL RAND, MODEL 4X3X13HOC2 MANUFACTURER PART NO = 1332AH9CGR2A001-STEEL SER NO = 0330-5167 |  |  | 1332AH9CGR2A001 | 2FA21F31 | 1 | EA | 36.38
PETE | 6626149 | 10.500.314 | BOARD, FOR BATTERY CHARGERS MBC, USED UNIT3 MANUFACTURER PART NO = MBC1971 |  |  |  | 2FA12F38 | 6 | EA | 1069.92
PETE | 5005854 | 10.530.517 | JOINT ASSY, EXPANSION, 18 INCH, GENERAL RUBBER DWG #MD3225, MODEL #1025 SP, RC #190-1038. |  |  | 190-1038 | SB1CD3 | 1 | EA | 1990
PETE | 5401173 | 10.527.518 | COIL, MAGNETIC, CUTLER-HAMMER, PART #9-1889-1 FOR MOTOR CONTROL CENTERS & MACHINE SHOP OVERHEAD CRANE. |  |  | 9-1889-1 | 2FA7F49 | 2 | EA | 78
PETE | 5206650 | 10.503.370 | BRUSH, CARBON, FOR 3/4 HP DRIVE MOTOR HELWIG, MODEL 7543 MANUFACTURER PARTNO = 150171-0100 |  |  | 150171-0100 | 2FA18E35 | 11 | EA | 20.9
PETE | 5301166 | 10.523.155 | TIMER, FOR AUTO TIMING & CONTROLS, MODEL 1/2, SYSTEM SOOT BLOWER CONTROLS MANUFACTURER PART NO = 305E015A10XX |  |  | 305E015A10XX | 1FA8F12 | 1 | EA | 155
PETE | 5903527 | 10.534.764 | SLING, ANCHOR, KEY, FOR 1 1/2 TON 640 CM PULLER. |  |  | 4072 | 2FA9G16 | 5 | EA | 147.9
PETE | 6001513 | 10.519.676 | O-RING FOR FISHER INSTRUMENT MFG PART # 16A6903X012 |  |  | 16A6903X012 | 2FA24G6 | 8 | EA | 5.12
PETE | 5206770 | 10.532.003 | O-RING, FOR MILTON ROY PUMP CO, MODEL MRI48A95R, SIZE/DESC ACID FEED MANUFACTURER PART NO = 408B, S/N 123320-2 |  |  | 408B | 2FA18F30 | 2 | EA | 1.52
PETE | 5206773 | 10.519.321 | O-RING, FOR MILTON ROY PUMP CO, MODEL MRI48A95R, SIZE/DESC ACID FEED MANUFACTURER PART NO = 408H, S/N 123320-2 |  |  | 408H | 2FA18E30 | 1 | EA | 0.75
PETE | 5206779 | 10.524.093 | VALVE, POPPET-CHECK, FOR ACID FEED PUMP MILTON ROY PUMP CO, MODEL MRI48A95R MANUFACTURER PART NO = 212C SER NO = 123320-2 |  |  | 212C | 2FA18F29 | 3 | EA | 2.28
PETE | 3910056 | 10.523.051 | SWITCH ASSY, LIMIT, PT #107238A, FOR HYDRAMOTOR OIL VAL. #H24Z1754. USED ON #2 BLR. C.E. CONT #22265. |  |  | 107238A | 1FA16F25 | 1 | EA | 15.09
PETE | 6623177 | 10.525.507 | BAR, 1 9/16" DIA., ROUND, STEEL, SPEC. B50A125E, .22 C, 11.75 CR., 1.1 MO, .7 NI, 1.1 W, .25 V. |  |  |  | SB5A4A6 | 68 | IN | 272
PETE | 5402798 | 10.521.299 | RING, RETAINING, FOR AIR BREAKER WESTINGHOUSE ELECTRIC CO, MODEL DB-25 MANUFACTURER PART NO = 497A346G01/DB-15 |  |  |  | 2FA7F44 | 2 | EA | 6
PETE | 6001195 | 10.533.182 | RELAY, #8G001 FOR VIBRATION MONITORING SYS MODEL VT-12 ON I.D. & SCRUBBER BOOSTER FANS - UNITS #1 & 2. |  |  | 8G001 | 2FA17C47 | 2 | EA | 88
PETE | 6001197 | 10.506.754 | BOARD, INSTRUMENT, BOARD S/N 9382-1 D-25304 REV C 0-15 MILS, FOR VIBRATIONMONITORING SYS MODEL VT-12 |  |  |  | 2FA17C45 | 1 | EA | 910.98
PETE | 6716351 | 10.521.709 | SHAFT, SLEEVED, FOR INGERSOLL RAND, SIZE/TYPE 4X3X13HEC MANUFACTURER PART NO = 2807A311AVSJ002-320S00 SER NO = 0681-5121,22,23, IMP DIA 8" |  |  | 2807A311AVSJ002-320S00 | 2FA13H18 | 1 | EA | 370
PETE | 5007516 | 10.526.561 | BOARD, PRINTED CIRCUIT EXPENDER FOR TN TECH INC, MODEL SGH-5190, STYLE DENSITY SYSTEM MANUFACTURER PART NO = 885325 |  |  | 885325 | 4FA4I17 | 2 | EA | 398
PETE | 5007517 | 10.514.251 | BOARD, PRINTED CIRCUIT EXTENDER FOR TN TECH INC, MODEL SGH-5190, STYLE DENSITY SYSTEM MANUFACTURER PART NO = 885324 |  |  | 885324 | 4FA4I18 | 2 | EA | 455.52
PETE | 6626243 | 10.521.087 | RELAY, G.E. #218A4274-P21, USED ON VOLTAGE REGULATOR MOTOR, (STOCK #6626-237) ON PETE #2 & 3. |  |  | 218A4274-P21 | 2FA2F17 | 4 | EA | 169.32
PETE | 5007906 | 10.532.691 | SERVO, AC AMP FOR RECORDER TRACOR WESTRONICS, MODEL D4E2/T4E2 MANUFACTURERPART NO = CB-100124-04 SER NO = 3241 |  |  | CB-100124-04 | 4FA3E27 | 1 | EA | 436
PETE | 5711750 | 10.505.522 | SEAL,OIL |  |  | C33RJ36260 | 1FA3E43 | 20 | EA | 100
PETE | 6001200 | 10.509.203 | METER, 0-150VDC, G.E. TYPE D0-91, CAT. #518X12 (NEW CAT. #50-162-011-PZPZ)FOR GROUND DETECTION UNIT #1 & 2 DC BATTERIES. |  |  |  | 2FA6D5 | 2 | EA | 95.2
PETE | 5007819 | 10.532.363 | PAD, KEY, FOR CINCINNATI ELECTROSYSTEMS, STYLE CONTROLLER MANUFACTURER PART NO = 612-A-SI |  |  | 612-A-SI | 4FA1F1 | 2 | EA | 948
PETE | 5004258 | 10.534.267 | SLEEVE, GUM RUBBER, VALVE, FOR RKL CONTROLS INC, MODEL 3, MANUFACTURER PART NO = U10447-03-01 |  |  | U10447-03-01 | 4FA52A3 | 3 | EA | 1215.39
PETE | 3909600 | 10.528.478 | DISC, W/STEM FOR 1.5"-2" UNIVALVE 1500# PSI EDWARDS, MODEL 3624 |  |  |  | 1FA16E16 | 2 | EA | 174.64
PETE | 1903441 | 10.519.352 | O-RING, PARKER FITTING, 1/2". |  |  | 2-116 | 1FA9E17 | 9 | EA | 6.3
PETE | 1903440 | 10.504.592 | O-RING, PARKER FITTING, 3/8". |  |  | 2-113 | 1FA9E17 | 9 | EA | 6.3
PETE | 5603455 | 10.533.296 | RING, SEAT, FOR 6" CONTROL VALVE WORTHINGTON PUMP, MODEL 37-20521 MANUFACTURER PART NO = 010238-046-596 SER NO = G65361-14 |  |  | 010238-046-596 | 1FA2A11 | 2 | EA | 2584
PETE | 5003602 | 10.520.892 | REGULATOR, PRESSURE, MODEL- PETE3 USED/AREA- SO2 REMOVA, DESC- AIR |  |  | 195538-A1 | 2FA14E42 | 1 | EA | 85
PETE | 6626269 | 10.505.354 | RESISTOR, GENERAL PURPOSE, OHMS- 10 K, VOLTS- 2 W TYPE- TURBINE |  |  | 44A339892-G10 | 2FA22E25 | 1 | EA | 21.56
PETE | 6626270 | 10.533.074 | RESISTOR, GENERAL PURPOSE, OHMS- .536 M VOLTS- 2 W, TYPE- TURBINE |  |  | 44A339892-H536 | 2FA22E25 | 1 | EA | 22.42
PETE | 6626273 | 10.511.908 | TRANSISTOR, TURBINE, ITEM #B53, CATALOG NO. 44A376660-001, FOR ALTERREX REGULATOR CUBICLE ASSOCIATED WITH TURBINE S/N 170X755. |  |  | 44A376660-001 | 2FA22E26 | 1 | EA | 118.13
PETE | 6626286 | 10.520.799 | RESISTOR, GENERAL PURPOSE, OHMS- 1.2 M, VOLTS- 1 W TYPE- TURBINE |  |  | 68A7001P125 | 2FA22E22 | 1 | EA | 1.72
PETE | 5612707 | 10.514.930 | CASTING, DIE BASE, FOR TEMPERATURE CONTROLLER FISCHER & PORTER, MODEL 53PF1510A MANUFACTURER PART NO = 624B034U01 SER NO = 7103A4065A11 |  |  | 624B034U01 | 2FA16B4 | 1 | EA | 188.42
PETE | 5603330 | 10.511.017 | SPRING, SOLENOID PLUNGER, FOR CONSOLIDATED ELECTROMATIC RELIEF VALVE CONTROLLER - TYPE 1539VX 110 VAC, 3.52 AMP, SER. #BG-7305. |  |  | VB-242-CR | 2FA16E60 | 4 | EA | 134.8
PETE | 5603332 | 10.515.185 | COIL, SOLENOID, 110 VAC (UPPER), FOR CONSOLIDATED ELECTROMATIC RELIEF VALVE CONTROLLER TYPE 1539VX, 110 VAC, 3.52 AMP, S/N BG-7305. |  |  |  | 2FA16C40 | 2 | EA | 135
PETE | 5603333 | 10.527.488 | COIL, SOLENOID, 110 VAC (LOWER), FOR CONSOLIDATED ELECTROMATIC RELIEF VALVE CONTROLLER TYPE 1539VX, 110 VAC, 3.52 AMP, S/N BG-7305. |  |  |  | 2FA16D40 | 2 | EA | 135
PETE | 5007901 | 10.515.581 | CONTACT, WIPER TRACOR FOR RECORDER TRACOR WESTRONICS, MODEL D4E2/T4E2 MANUFACTURER PART NO = MP-100345-01 SER NO = 3241 |  |  | MP-100345-01 | 4FA3E26 | 1 | EA | 34
PETE | 6005652 | 10.527.242 | CELL, CONDUCTIVITY CELL CONSTANT 5.0 CATION FOR BECKMAN INSTRUMENTS, STYLECONDUCTIVITY RECORDER MANUFACTURER PART NO = CEL-11(SS)X1-VK5 |  |  | CEL-11(SS)X1-VK | 2FA9E9 | 1 | EA | 695
PETE | 6626150 | 10.514.252 | BOARD, PRINTER, FOR BATTERY CHARGER C & D, UNIT EWS7 MANUFACTURER PART NO = MBC1951. |  |  | MBC1951 | 2FA12F39 | 2 | EA | 76.12
PETE | 5607428 | 10.520.800 | RESISTOR, GENERAL PURPOSE, OHMS- 1250 VOLTS- 10-12 W |  |  | L32ZI47016 | 2FA7F9 | 12 | EA | 23.4
PETE | 7001205 | 10.513.359 | BEARING,BALL,RADIAL,SINGLE ROW,HEAVY SERIES,45 MM BORE,OPEN. |  |  | F10BH83730 | 1FA7C32 | 2 | EA | 36.42
PETE | 5003764 | 10.527.282 | CHIP, SCALING,PRE-SET PLUG, FOR MERRICK SCALE MFG CO MODEL 68132 SCALE MANUFACTURER PART NO = 11197 |  |  | 11197 | 2FA14F47 | 2 | EA | 32.82
PETE | 6716353 | 10.533.745 | RING, WEAR, FOR INGERSOLL RAND, SIZE 3 X 1.5 X8 MANUFACTURER PART NO = 3050A250AVS001-241 SER NO = 0681-5120 & 0681-5119 |  |  | 305A250AVS001-241 | 2FA13E35 | 1 | EA | 93
PETE | 6716366 | 10.533.289 | RING, RETAINING, THRUST BEARING, FOR INGERSOLL RAND, SIZE 3X1.5X8HEC MANUFACTURER PART NO = 1661A5311RRA001-STEEL SER NO = 0681-5119/20/21/22/23 |  |  | 161A | 2FA13E33 | 12 | EA | 111.84
PETE | 6716505 | 10.533.597 | RING, WEAR, FORM SPAD-99K, FOR INGERSOLL RAND CO., SIZE 3X1.4X13HEC MANUFACTURER PART NO = 1675A04500DA001 SER NO = 1082/5048 & 5049. |  |  |  | 2FA13E13 | 1 | EA | 92
PETE | 6716512 | 10.502.823 | SHAFT, SPAD-99K, FOR SEAL WATER BOOSTER PUMP INGERSOLL RAND, SIZE/TYPE 3X1.5X13HE MANUFACTURER PART NO = 2807A311AVSF002-3 SER NO = 1082/5048 & 49 |  |  | 2807B | 2FA13B3 | 2 | EA | 932
PETE | 6716507 | 10.530.163 | GASKET, 2584B, FOR INGERSOLL RAND, SIZE 3X1.5X13HE MANUFACTURER PART NO = 2584AGASKETX012 S/N 1082/5048 & 5049 |  |  | 2584B | 2FA13E13 | 8 | EA | 146
PETE | 5007513 | 10.503.217 | BOARD, PRINTED CIRCUIT, LINEARIZER, FOR TN TECH INC, MODEL SGH-5190, STYLEDENSITY SYSTEM MANUFACTURER PART NO = 885260 |  |  | 885260 | 4FA4I14 | 2 | EA | 561.66
PETE | 6706981 | 10.524.362 | WASHER IMPELLER SCREW |  |  |  | 2FA15E12 | 7 | EA | 5.39
PETE | 6718384 | 10.509.975 | KIT, PARTS, FOR PULSAFEEDER PULSATRON SERIES E PLUS MODEL LPG4SA-PTCI PUMP. KOPKIT #KLPG4SAPTCI |  |  | KLPG4SAPTC1 | 2FA4C12 | 1 | EA | 58
PETE | 6006554 | 10.506.362 | AMPLIFIER, COMPUTING PT #55CA3 FOR UNIT 2 WESTINGHOUSE 02 ANALYZER. |  |  |  | 1FA1E57 | 1 | EA | 2115
PETE | 4005132 | 10.507.448 | BREAKER, CIRCUIT, AMPS- 20A, VOLTS- 240V, PHASE- 2 125/250 VDC 40 DEG.C |  |  | EB2020 | 2FA7D35 | 2 | EA | 253
PETE | 5413353 | 10.522.324 | SPRING, COMPRESSION, A-C #15-837-321-005, ITEM #28, BOOK 18X5166-01 PG #9 FOR ALLIS-CHALMERS 4160 SWITCHGEAR USED ON PETE #2, 3, AND COAL HANDLING. |  |  | 15-837-321-005 | 2FA24G24 | 5 | EA | 3.55
PETE | 5603643 | 10.502.600 | PISTON FOR FISHER ACTUATOR MODEL 1064, SIZE 20 MFG PART # 35A2683X012 S/N 7097728 |  |  | 35A2683X012 | 1FA2E11 | 1 | EA | 50.53
PETE | 5603645 | 10.531.738 | O-RING, NITRILE FOR FISHER ACTUATOR MODEL 1064, SIZE 20 MFG PART # 1D2672-06992 S/N 7097728 |  |  | 1D267206992 | 1FA2E11 | 4 | EA | 22
PETE | 6004031 | 10.527.572 | CAPACITOR, 3.3 MFD, 25V, DEB COMBUSTION CONTROL, NTE #HD3.3M25 |  |  | HD3.3M25 | 1FA1E2 | 13 | EA | 528.58
PETE | 6716352 | 10.530.014 | GASKET, TEFLON, FOR INGERSOLL RAND, SIZE 3X1.5X8, MANUFACTURER PART NO = 2584AGASKEIX003-TEFLON, S/N 0681-5120 & 5119 |  |  | 2584AGASKEIX003 | 2FA13G22 | 8 | EA | 204
PETE | 5008208 | 10.521.891 | SEAL, FOR SULFUR PUMP NATIONAL, MODEL B1B-SSQ, SIZE/DESC 3/4 FGD MANUFACTURER PART NO = 471648 SER NO = GRA250075 |  |  | N09RJ84504 | 2FA21E43 | 2 | EA | 15.9
PETE | 5704722 | 10.526.931 | BUSHING, TAPERLOCK, BORE- 4.9375 |  |  | R35HB97950 | 2FA11A11 | 2 | EA | 110.96
PETE | 7001178 | 10.513.362 | BEARING,BALL,SINGLE ROW,RADIAL,MEDIUM SERIES, 65 MM BORE,OPEN,WITH SNAP RING,MAXIMUM CAPACITY TYPE. |  |  | M82BH82563 | 1FA7A28 | 2 | EA | 58.62
PETE | 7001259 | 10.513.350 | BEARING,BALL,SINGLE ROW,RADIAL,LIGHT SERIES, 100 MM BORE,1 SHIELD,MAXIMUM TYPE. |  |  | F10AX44400 | 1FA7A29 | 1 | EA | 53.84
PETE | 5003474 | 10.532.015 | O-RING, PISTON, FOR .5", .75", 1.25" DEZURIK, MODEL RS16 ASG5, TYPE ECC CONTROL VALVE MANUFACTURER PART NO = 1012883 |  |  | 1012883 | 2FA14F29 | 2 | EA | 4.46
PETE | 6706301 | 10.521.350 | SEAL, MECHANICAL, BCRG WARNER, MODEL BX 1000 5UIN. BASIC SEAL WITH SPRING HOLDER CONSTRUCTED WITH M 4 FACES, SYN. RUBBER GASKET MATERIAL AND STAINLESS STEEL SPRING, WITH BALANCE OF SEAL. |  |  |  | 2FA5A16 | 4 | EA | 935.96
PETE | 6002582 | 10.529.433 | FLEXURE, P/N 3656K44P 001, 1,000 THROUGH 10,000 LBS FOR MODEL 551 GAGE ANDCOMPOUND TRANSMITTER ONLY - BOURDON TUBE ASSEMBLY |  |  |  | 2FA17E45 | 9 | EA | 7.38
PETE | 5216371 | 10.509.216 | MIXER, GEAR DRIVE, FIXED MOUNT, 1/2 HP.,TEFC MOTOR 30, 60HZ, 460V, 72" LONG SHAFT, 1 1/4"DIA., SINGLE 10 1/2" DIA. PROP W/ANGLE RISER AND STABLIZER, WETTED PARTS 316 SS, PHILADELPHIA MIXER #POG-1 WETTED PARTS 316 SS. |  |  | POG-1 | SB5A4A6 | 1 | EA | 2395
PETE | 5602404 | 10.522.352 | SPRING, VALVE FOR FISHER REGULATOR MODEL 67-FR MFG PART # 1C1273 |  |  | 1C127337022 | 1FA2E66 | 28 | EA | 9.8
PETE | 6623181 | 10.521.195 | SCREW, CAP, .75"X1.5"LG. ITEM 24 DWG 627C177, FOR BLADE RING SUPPORT USED ON WESTINGHOUSE ELECTRIC CO, S/N 13A2802-1 TURBINE, AREA PETE 1. |  |  |  | 2FA3F23 | 7 | EA | 35.28
PETE | 5403456 | 10.530.503 | INTERRUPTER, CIRCUIT, NON-AUTOMATIC, 2 POLE, 225 A 250 VDC, 480 VAC, WITH 2 EA AB SWITCH ELEMENTS CAT #TFKASA2AB4RS, 5 AMP,250 VAC, 1/2 AMP, 125 VDC, WITH UNDERVOLTAGE RELEASE CAT. #TFKUVAILS, |  |  |  | 2FA7I7 | 2 | EA | 1509.02
PETE | 6001528 | 10.501.290 | O-RING FOR FISHER INSTRUMENT MFG PART # IV330406562 |  |  | O70OH07431 | 2FA24F4 | 1 | EA | 3.91
PETE | 5005893 | 10.514.421 | BODY, COMPLETE, FOR A 3 IN BUTTERFLY VALVE RESEARCH COTTRELL INC, MODEL MOSITE RUBBER LINED |  |  | 190-2728,SEQ 1 | 2FA19J18 | 1 | EA | 610
PETE | 3908505 | 10.535.934 | VALVE, GATE, SIZE/CONN- 2 SW BODY/TRIM- CARP 20 MANUFACTURER PART NO.= |  |  |  | 4FA56A2 | 2 | EA | 1011.42
PETE | 5706412 | 10.511.825 | VALVE, SOLENOID, SIZE PORTS- .75 2 MANUFACTURER PART NO. = 718Z1C1C |  |  | 718Z1C1C | 2FA15D18 | 1 | EA | 435
PETE | 5206667 | 10.520.904 | RELAY, FOR FLOW TRANSMITTER FOXBORO, MODEL 13A, TYPE D/P CELL LA DEMINERALIZER MANUFACTURER PART NO = CO136 HZ |  |  | CO136 HZ | 2FA18F34 | 2 | EA | 276
PETE | 5206668 | 10.508.389 | GASKET, PT #C100EM, FOR FOXBORO FLOW TRANSMITTER- MODEL 13A. D/P CELL LADEMINERALIZER. |  |  | C100EM | 2FA18F33 | 3 | EA | 2.73
PETE | 5206670 | 10.523.843 | TUBE, REDUCING, FOR TRANSMITTER FOXBORO, MODEL 13A, STYLE D/P CELL LADEMINERALIZER MANUFACTURER PART NO = C0130EF |  |  | C0130EF | 2FA18F33 | 1 | EA | 6.33
PETE | 6621083 | 10.500.354 | COIL, FOR EHC SYSTEM, G.E. COMPANY, S/N 170X350 TURBINE, AREA PETE 2 MANUFACTURER PART NO = 393090. |  |  | 393090 | 2FA2E43 | 2 | EA | 142.58
PETE | 6708163 | 10.533.136 | RING, CASE, FOR DOMESTIC-AMES PUMP CO., MODEL 260RS1 MANUFACTURER PART NO = A28-2262 SER NO = AP1044. |  |  |  | 2FA5E16 | 1 | EA | 11.6
PETE | 6708269 | 10.505.498 | SEAL, SHAFT, FOR ENPO-CORNELL, MODEL 150-M, TYPE SUMP MANUFACTURER PART NO= 11220-Q6. |  |  |  | 2FA5E2 | 5 | EA | 32.8
PETE | 6708296 | 10.513.885 | BEARING, BALL THRUST, FOR AER-O-FLOW PUMP CO. MODEL A-150-33-3, SIZE COMMIN, MFT.P/N C9. |  |  | W6307-2RS | 2FA5E5 | 4 | EA | 102.04
PETE | 5603586 | 10.520.018 | PACKING FOR FISHER CONTROL VALVE MODEL SMB0005H2B, SIZE 12" MFG PART # 1R6702 01042 S/N 6122635 |  |  | 1R670201042 | 1FA2F6 | 9 | EA | 36.9
PETE | 5504407 | 10.502.178 | FASTENER SET, COAL AIR GATE - 22", CONSISTING OF: |  |  |  | 4FA51A2 | 3 | ST | 77.1
PETE | 7002253 | 10.503.520 | BEARING, ROLLER, 4.764 IN BORE, 180 MM OD, 34 MM WIDTH, SOLID TYPE, WITHOUT INNER RACE. |  |  | R68DX49675 | 1FA7A30 | 1 | EA | 80.75
PETE | 7002335 | 10.513.855 | BEARING, ROLLER, DOUBLE ROW, 65 MM BORE, 140 MM OD 33 MM WIDTH, METRIC, SPHERICAL, SELF-ALIGNING, CYLINDRICAL BORE. |  |  | F10BL20709 | 1FA7B28 | 2 | EA | 86.42
PETE | 7002449 | 10.526.175 | BEARING,ROLLER,25 MM BORE,62 MM OD,17 MM WIDTH, SOLID TYPE,WITH INNER RACE. |  |  | R68DX55200 | 1FA7E60 | 2 | EA | 16.18
PETE | 5603286 | 10.510.261 | PLUG, VALVE, WITH STEM FOR FISHER CONTROL VALVE MODEL 655-AR, SIZE 3/4", S/N 5463472. |  |  | 1H3950000A | 1FA2D40 | 2 | EA | 1375.2
PETE | 5601739 | 10.533.448 | SCREEN, FILTER, FOR TRANSDUCER MOORE PRODUCTS CO., MODEL 77-3, MANUFACTURER PART NO = 7115-43 |  |  |  | 1FA3F63 | 10 | EA | 1
PETE | 5901146 | 10.510.973 | SPRING, CONTACT S-21308 FOR S.B CRANE HOIST LIMIT SWITCH CRANE SER #2960. |  |  |  | 2FA6F25 | 6 | EA | 6.12
PETE | 5206664 | 10.505.850 | SWITCHING UNIT |  |  |  | 2FA18F34 | 1 | EA | 13.43
PETE | 6716355 | 10.510.543 | SEAL, MECHANICAL, FOR INGERSOLL RAND, TYPE 3 X 1.5 X8 MANUFACTURER PART NO= 1802A SER NO = 0681-5120, IMP DIA 8.250" |  |  | 1802A | 2FA13B21 | 3 | EA | 1214.88
PETE | 6716506 | 10.533.696 | SEAL, MECHANICAL, FORM SPAD-99K FOR INGERSOLL RAND, TYPE 3X1.5X13HEC MANUFACTURER PART NO = 1802 SER NO = 1082/5048 & 49 |  |  | 1802 | 2FA13E14 | 1 | EA | 482
PETE | 6716508 | 10.522.462 | SLEEVE, SHAFT, FOR SEAL WATER BOOSTER PUMP INGERSOLL RAND, SIZE/TYPE 3X1.5X13HE MANUFACTURER PART NO = 1895A162X18E002-20 SER NO = 1082/5048 & 49 |  |  | 1895A162X18E002 | 2FA13E14 | 2 | EA | 385.86
PETE | 5610082 | 10.532.879 | RELAY, TIME DELAY, 60 MIN, COIL 125 VDC CONTACT RATING 240 VAC, 10A 1/4 H.P., AGASTAT, IAC-ORT- TDR, MODEL 7012PII2 SER #H3437, USED ON 1-1 INST. AIR COMPRESSOR. |  |  |  | 2FA7C4 | 2 | EA | 315.26
PETE | 5216149 | 10.529.221 | FAUCET, PT #863217 FOR BECKMAN PH METER, MODEL PHI-63 IN WATER TREATMENT LAB. |  |  | 863217 | 1FA1G54 | 4 | EA | 15.48
PETE | 3906393 | 10.500.414 | GASKET, COVER TO BODY, SOFT METAL, ITEM 18, FOR ATWOOD & MORRILL CO., MODEL 10IN. 400LB VALVE, MANUFACTURER PART NO = 18 |  |  | 18 | 1FA16G1 | 1 | EA | 167.67
PETE | 6001887 | 10.526.275 | BOARD, INSTRUMENT, PRINTED CIRCIUT ROBERTSHAW PART NUMBER 044KB411-03, TANK LEVEL PROBE. |  |  | 044KB411-03 | 2FA16B29 | 1 | EA | 167.9
PETE | 5206665 | 10.535.424 | SWITCH, LEVEL, SS, FOR LA DEMINERALIZER DEARATOR IMO DELAVAL, STYLE LEVEL CONTROLLER MANUFACTURER PART NO = 30290 |  |  | 30290 | 2FA18F34 | 1 | EA | 245
PETE | 5603327 | 10.510.168 | RELAY, 2POLE, FOR CONSOLIDATED ELECTROMATIC RELIEF VALVE CONTROLLER TYPE 1539VX, S/N BG-7305 POWER 115 VAC, AMP 3.52. |  |  | 4238401 | 2FA16A40 | 3 | EA | 323.61
PETE | 7901525 | 10.518.976 | MOTOR, FAN, FOR HEATER #193047708001 115V. 1050 RPM UNIVERSAL ELECTRIC CO,RPM 1050 MANUFACTURER PART NO = 804367, 1/40 HP. |  |  | 804367 | 2FA21D29 | 1 | EA | 141.84
PETE | 5004622 | 10.526.255 | BOARD, OUTPUT, 8 N.O. CONTACTS, FOR LIMESTONE SYS ALLEN BRADLEY, UNIT PETE4 MANUFACTURER PART NO = 1771-02 |  |  | 1771-0W | 4FA3B13 | 1 | EA | 368.5
PETE | 4901103 | 10.503.209 | BOARD, CONTROL, PLUG IN STYLE GRINNELL, STYLE FIRE PROTECTION MANUFACTURERPART NO = PT. #S22L-24 |  |  |  | 1FA11E4 | 2 | EA | 178.3
PETE | 5711672 | 10.506.563 | BEARING, ROLLER, DOUBLE ROW, 65 MM BORE, 120 MM OD 31 MM WIDTH, METRIC, SPHERICAL, SELF-ALIGNING, TAPERED BORE. |  |  | T58BL02318 | 1FA3C44 | 2 | EA | 69.84
PETE | 6002595 | 10.523.664 | TRANSFORMER, P/N TR-209-05 USED ON #2 GEN. STATOR TEMP RECORDER MODEL & S/N M11D-2464. |  |  |  | 2FA17C38 | 3 | EA | 356.91
PETE | 5603292 | 10.514.796 | CAM, A FOR FISHER VALVE POSITIONER MODEL 3560 MFG PART # 3J96703601 S/N 4172448 |  |  | 3J96703601 | 1FA2F57 | 7 | EA | 1.4
PETE | 3914273 | 10.504.735 | KIT, REPAIR, FOR AIR CONTROL VALVE PARKER-HANNIFIN, MODEL H201NC5001 MANUFACTURER PART NO = PS539301 |  |  | PS539301 | 1FA7E3 | 1 | EA | 26.35
PETE | 5402628 | 10.530.559 | HEATER, THERMAL OVERLOAD TRIP, #MSH5,5A,MOTOR FULL LOAD CURRENT 4.40-4.79. |  |  | MSH5 | 2FA7E44 | 3 | EA | 7.35
PETE | 3908814 | 10.529.307 | GASKET, BONNET, FOR WALWORTH, MODEL 12IN VALVE MANUFACTURER PART NO = 601275 |  |  | 601275 | 4FA70A2 | 8 | EA | 160
PETE | 6101275 | 10.531.302 | MOVEMENT, 16:1 RATIO, FOR SOLID FRONT GAUGES POINTER ON REV SIDE FOR ASHCROFT, DESC GAUGE MANUFACTURER PART NO = ASA2050 |  |  | ASA2050 | 2FA22F30 | 4 | EA | 49.6
PETE | 7004176 | 10.514.029 | BELT, V-DRIVE, CUT LENGTH- 109, TOP WIDTH- 7/8, CP105, (MATCHED SET OF 2). |  |  | P49FJ54500 | 1FA6C26 | 2 | ST | 75.48
PETE | 5403146 | 10.518.228 | HEATER, THERMAL OVERLOAD TRIP, 19.9 - 22.8 AMPS, SIZE1. |  |  |  | 2FA7E38 | 2 | EA | 6.78
PETE | 4007277 | 10.534.672 | STARTER, FLUORESCENT, FOR 4, 6 AND 8 WATT FLUORESCENT LAMPS. |  |  | FS5C | 1FA4B7 | 27 | EA | 37.26
PETE | 5007311 | 10.068.767 | BOARD, INVERTER CONTROL, FOR RESEARCH COTTRELL, MODEL STI1200101, STYLE UPS MANUFACTURER PART NO = 2033000 |  |  | 2033000 | 2FA23D13 | 1 | EA | 1001
PETE | 5007313 | 10.514.284 | BOARD, STATC SWITCH CONTROL FOR RESEARCH COTTRELL, MODEL STI1200101, STYLEUPS MANUFACTURER PART NO = 2004400 |  |  | 2004400 | 2FA23C14 | 1 | EA | 1051
PETE | 6001772 | 10.516.058 | CONVERTER, CURRENT LOOP, RS-232, MOD. GF-CL050B FOR COMMUNICATIONS FROM PLANT COMPUTERS (1 THRU 4) AND ENVIRONMENTAL SYSTEM TO ANALOG INPUTS. NEW PT NO. CL050A. |  |  |  | 2FA23D3 | 3 | EA | 597
PETE | 5009610 | 10.501.044 | COIL, SOLENOID VALVE, ASCO CAT. NO. 238614FT, FOR ASCO CAT. NO. EF8344G72-MO, 120 VAC., 60 CY., 3/8 ORIFICE, 3/8" PIPE, 4 WAY 2 POSITION, 150 PSI A IR, +125 PSI H20, 125 PSI OIL, GENERAL, USED ON NEW CON |  |  | 238614FT | 2FA17A59 | 1 | EA | 61.13
PETE | 5704656 | 10.527.523 | COIL, 110-120 V. 60 CYCLE, USED ON TYPE PM RELAY, BULLETIN 7305, TB113-3. MANUFACTURER PART NO. 5U12-8 |  |  | 5U12-8 | 2FA1E31 | 4 | EA | 80.32
PETE | 6706974 | 10.505.489 | SEAL, INBOARD BEARING COVER, FOR WORTHINGTON PUMP, MODEL D1011, SIZE 3X1.5X8 MANUFACTURER PART NO = 959576 SER NO - Y674242, IMP DIA 8.073. |  |  |  | 2FA15B8 | 2 | EA | 270
PETE | 5610349 | 10.522.755 | SWITCH, LEVEL, SQUARE "D" TYPE CG-2 CLASS 9038 FORM N-5 (AM) USED ON PETE HEAT-CONDENSATE RETURN PUMP LEVEL CONTROL. |  |  | 9038CG32 | 2FA17H6 | 1 | EA | 175.58
PETE | 5007558 | 10.514.269 | BOARD, AMPLIFIER CIRCUIT FOR D/P TRANSMITTER RESEARCH COTTRELL INC, MODEL 1151DP4E12 MANUFACTURER PART NO = 1151-0137-001 |  |  | 1151-0137-001 | 2FA19H25 | 2 | EA | 630
PETE | 5009597 | 10.524.008 | KIT, SOLENOID VALVE, REPAIR, ASCO CAT. NO 8344G80MO, 120 VAC / 60 CY., 3/8" ORIFICE, 3/8" PIPE, 4WAY PILOT, 2 POSITION, 250 PSI AIR, 200 PSI +H20, 125 PSI OIL, GENERAL, USED ON NEWCON COV |  |  | K302723-MO | 2FA17B20 | 2 | EA | 228.2
PETE | 5009600 | 10.535.870 | KIT, SOLENOID VALVE, REPAIR, ASCO CAT. NO. 302142-MO, FOR SOLENOID VALVE CAT. NO. JKH8320G184MO, 120 VAC / 60 CY., 3/16" ORIFICE, +3/8" PIPE, 3 WAY DIRECT, N.C., 150 PSI AIR, 150 |  |  | 302142-MO | 2FA17B19 | 2 | EA | 61.6
PETE | 5009613 | 10.524.009 | KIT, SOLENOID VALVE, REPAIR, ASCO CAT. NO. K302137 FOR SOLINOID VALVE, CAT. NO. 8320A90, 120 VAC., 60 CY., 3/32" ORIFICE, 1/4" PIPE, 3 WAY, N.C., 110 +PSI AIR, 110 PSI H20, 110 PSI OIL, GENERAL, USED |  |  | K302137 | 2FA17D19 | 1 | EA | 22.4
PETE | 5009615 | 10.502.951 | KIT, SOLENOID VALVE, REPAIR, ASCO CAT. NO. K264013 FOR SOLINOID VALVE, CAT. NO. 8320G174, 120 VAC., 60 CY., 3/32" ORIFICE, 1/4" PIPE, 3 WAY DIRECT +ACTING, UNIVERSAL, 100 PSI AIR, 100 PSI H20, 100 |  |  | K264013 | 2FA17D20 | 1 | EA | 15.23
PETE | 5003284 | 10.505.057 | PACKING, ITEM 86-6, TEFLON, FOR GARDNER-DENVER, MODEL SRL-C, SIZE 18X16X35MANUFACTURER PART NO = B17566, S/N 01-166483 |  |  | 503961 | 2FA14I4 | 2 | ST | 758.86
PETE | 5009595 | 10.505.656 | KIT, SOLENOID VALVE, REPAIR, ASCO CAT. NO. K310028-MS, FOR SOLENOID VALVE CAT. NO. WPHBL8342C3MS, 120 VAC / 60 CY., 3/16" ORIFICE, +3/8" PIPE, 4 WAY DIRECT ACTING, 2 POSITION, 125 |  |  | K310028-MS | 2FA14A10 | 2 | EA | 210
PETE | 6716513 | 10.521.401 | SEAL, LIP, FORM SPAD-99K, FOR INGERSOLL RAND, TYPE 3X1.5X13HEC MANUFACTURER PART NO = 201A11N1321L SER NO = 1082/5048 & 49 |  |  | 201A11N1321L | 2FA13E12 | 3 | EA | 36
PETE | 6716518 | 10.533.576 | RING, RETAINING-THRUST BEARING, SPAD-99K, FOR INGERSOLL RAND CO., SIZE 3X1.4X13HEC MANUFACTURER PART NO = 1661A5311RRA001-STEEL SER NO = 1082/5048 & 5049. |  |  |  | 2FA13F13 | 1 | EA | 11
PETE | 5607531 | 10.533.047 | RESISTOR, GENERAL PURPOSE, OHMS- 27 K, VOLTS- 2 W TYPE- 10% |  |  |  | 1FA4E7 | 49 | EA | 18.13
PETE | 5009561 | 10.517.605 | REDUCER, IN-LINE SPEED MODULINE TYPE R, MODEL U254S64T, INPUT HP: 15, INPUT RPM: 1750, EXACT GEAR RATIO: 58.3, OUTPUT RPM: 30, AGMA CLASS I +REDUCER ONLY FOR 94G59149. USED ON FDR 120-6 TRUCK |  |  | U254S64T | SB3Q1C2 | 1 | EA | 4638
PETE | 5402626 | 10.518.230 | HEATER, THERMAL OVERLOAD TRIP, NO. MSH3.1A MOTOR FULL LOAD CURRENT 2.48-2.71. |  |  |  | 2FA7E44 | 10 | EA | 26.6
PETE | 6407904 | 10.509.680 | MOTOR, ELECTRIC-AC, HORSEPOWER- 1, RPM- 1155 FRAME- 184 NEMA B, SERVICE FACTOR 1.0, 208/220-440 VOLTS A.C., 60 HZ., TOTALLY ENCLOSED, TYPE K, CODE L, USED ON PETE SERVICE BUILDING UNIT HEATERS & UNIT CIRCULATION PUMP OIL CONDITION |  |  |  | 4FA51B6 | 2 | EA | 506
PETE | 6001192 | 10.506.363 | AMPLIFIER, FOR PRIMARY AIR FLOW TRANSMITTERS ROSEMOUNT UNILOC, MODEL 1151DP3C12 MANUFACTURER PART NO = 01151-0071-0001. |  |  |  | 2FA17F42 | 2 | EA | 842.52
PETE | 5007904 | 10.531.272 | MOTOR, SERVO, FOR TRACOR WESTRONICS, MODEL D4E2, TYPE RECORDER MANUFACTURER PART NO = MA-100000-01 SER NO = 3241,42,43,44 |  |  | MA-100000-01 | 4FA3E27 | 1 | EA | 468
PETE | 6718335 | 10.520.335 | PUMP, SUBMERSIBLE, 432 IMPLLR & SLIDE BAR BRCKT FLYGT, MODEL CS3152 MANUFACTURER PART NO = CS3152 2" PIPE, WASTE TREATMENT TRANSFER PUMP |  |  | CS3152 | SB1JE1 | 1 | EA | 5179.38
PETE | 5711521 | 10.505.123 | PIPE, DURITE, SIZE- 6, LENGTH- 35.75 IN CONNECTION- BEVELED. |  |  | 174106-360 | SB1RC8 | 1 | EA | 324
PETE | 6716726 | 10.530.145 | GASKET, FOR INGERSOLL RAND, MODEL 4X3X13HOC2, MANUFACTURER PART NO = 2584AA000462A001-C5301 S/N 0330-5167 |  |  | 2584AA000462A001-C5301 | 2FA21E33 | 3 | EA | 9.24
PETE | 6716731 | 10.524.170 | WASHER, 95081667, FOR INGERSOLL RAND, MODEL HOC2 PUMP, SIZE/DESC 4 X 3 X 13 MANUFACTURER PART NO = 11A5C6, S/N 0330-5167 |  |  | 11A5C6 | 2FA21E34 | 2 | EA | 3.34
PETE | 6716743 | 10.517.854 | GASKET, FOR INGERSOLL RAND, MODEL 4X3X13HOC2, MANUFACTURER PART NO = 2584A000462A001-CS301, S/N 0390-5167 |  |  | 2584A000462A001-CS301 | 2FA20F23 | 2 | EA | 8.66
PETE | 5007810 | 10.531.095 | BOARD, OUTPUT 24VDC, FOR PROGRAMMABLE COMPUTER RESEARCH COTTRELL INC. MANUFACTURER PART NO = B232-501 |  |  | B232-501 | 4FA1B3 | 3 | EA | 1671
PETE | 7001190 | 10.506.932 | BEARING,BALL,SINGLE ROW,RADIAL,MEDIUM SERIES, 80 MM BORE,2 SHIELD. |  |  | 801368030 | 1FA7D30 | 3 | EA | 634.56
PETE | 4007432 | 10.509.476 | LENS, REPLACEMENT, RED, FOR EDWARDS STROBE LIGHT (94DFR-N5), USED ON PETE COAL PULVERIZERS & COAL HANDLING EMERGENCY ALARM SYSTEMS. |  |  | 93-LR | 1FA4G8 | 1 | EA | 29.95
PETE | 4007433 | 10.528.582 | COVER, DOME, USED AS EMERGENCY ALARM SYSTEM IN COAL HANDLING AND ON THE MILLS ON EACH UNIT AT PETE. |  |  | 94-DC | 1FA4B5 | 3 | EA | 88.5
PETE | 5601740 | 10.532.004 | O-RING, FOR MOORE PRODUCTS CO., MODEL 77-3, STYLE TRANSDUCER, MANUFACTURERPART NO = 2938-5 |  |  |  | 1FA3F63 | 6 | EA | 1.2
PETE | 6708282 | 10.517.435 | GASKET, DISCHARGE ELBOW, ITEM 64, FOR WALLACE & TIERNAN, MODEL A-588101, MANUFACTURER PART NO = P-6835 S/N XX02315 & XX02309. |  |  |  | 2FA5F4 | 6 | EA | 1.44
PETE | 5317001 | 10.521.569 | SEAL, HOT END, ROTOR POST, 4 REQ/APH FOR ABB COMB ENG SVCS, MODEL LAP 351330.5 FIT MANUFACTURER PART NO = D-69008 SER NO - 6264/65 |  |  | D-69008 | SB3F1D1 | 8 | EA | 428.88
PETE | 5317002 | 10.534.227 | SEAL, COLD END, ROTOR POST, 4 REQ/APH FOR ABB COMB ENG SVCS, MODEL LAP 3513 30.5 VIT MANUFACTURER PART NO = D-69009 SER NO = 6274/75 |  |  | D-69009 | SB3F1D1 | 8 | EA | 428.88
PETE | 5004041 | 10.502.392 | JOINT, EXPANSION, GARFLEX OR EQUAL 8", STYLE 8100, SERIES 60, 125# RATING. |  |  | 8100 | SB3F1C1 | 1 | EA | 185.4
PETE | 5706175 | 10.526.278 | BOARD, SCALE, CARD MODEL 941 FOR MERRICK MODEL 460 DS WEIGHTOMOTER S/N 13532/3 |  |  | I9278 | 1FA11C4 | 1 | EA | 981.56
PETE | 5004249 | 10.505.412 | SUPPRESSOR, SURGE, FOR FAIRFIELD ENGINEERING CO, MODEL A35689, STYLE SEPARATOR MANUFACTURER PART NO = 480-007, S/N A35689 |  |  | 480-007 | 2FA19I15 | 1 | EA | 137.92
PETE | 5216494 | 10.503.777 | TEFLON DIAPHRAGM, HILLS-MCCANNA 1 1/2" USED IN WATER TREATMENT FOR HILLS-MCCANNA MODEL 630-HRT VALVE. |  |  | 114E04 | 2FA18E40 | 8 | EA | 1216
PETE | 5007641 | 10.523.261 | SWITCH, TEMP, FOR SCRUBBER UNITED ELECTRIC CONTROLS, UNIT PETE4 MANUFACTURER PART NO = F300-8BS |  |  | F300-8BS | 2FA19C19 | 1 | EA | 257
PETE | 5903115 | 10.505.098 | PIN, DEAD END, FOR HOIST HANGER ON 3 TON C.M. PULLER MODEL B. |  |  | 40851 | 2FA9F27 | 6 | EA | 3.3
PETE | 5903116 | 10.530.081 | HANGER, HOIST FOR 3 TON C.M. PULLER MODEL B. |  |  | 40151 | 2FA9F27 | 3 | EA | 64.35
PETE | 5003294 | 10.509.679 | MOTOR, DRIVE, 20 HP FOR BOOSTER FAN INLET INSULATR ANDCO, MODEL 3SFD10A/B,UNIT SO2 SCRUBBER BOOSTER MANUFACTURER PART NO = DM-3 SER NO = FD-10A, 460VAC, 1160 RPM, 288T FRAME. |  |  | DM-3 | SB1EB2 | 1 | EA | 1633.37
PETE | 7003595 | 10.525.732 | BEARING, PILLOW BLOCK, SHAFT SIZE 15/16 IN DIA. USED ON DEGASSIFER BLOWER WATER TREATMENT, PT #P3-U215-H. |  |  | P3-U215-8 | 4FA2D10 | 5 | EA | 85.75
PETE | 5216053 | 10.520.676 | HEAD, ASSY, REF 19, MODEL A111-95 T PUMP, MANUFACTURER PART NO = 25077, S/N 80080213 |  |  | 25077 | 2FA18F54 | 2 | EA | 156.28
PETE | 3912025 | 10.517.455 | GASKET, FLEXITALLIC, 3", 2500#, PIPE FLANGE W/CENTER SPACER |  |  |  | 1FA16C4 | 6 | EA | 181.5
PETE | 6716722 | 10.534.331 | SLEEVE, SHAFT, FOR SEAL WATER PUMPS INGERSOLL RAND, MODEL 4X3X13 OC2 MANUFACTURER PART NO = 1895A175X210002-379 SER NO = 0330-5167 |  |  | 1895A175X210002-379 | 2FA21F30 | 5 | EA | 1230.95
PETE | 5610182 | 10.535.391 | SWITCH, STEP, EAGLE SIGNAL CO. SERIES "MT" BUL 780, CAT. #MT-19-A6-16-02-05-06, WITH ROTARY TAP SWITCH & SELF STEPPING CONTACT, FORUNIT #2 POWDEX SYSTEM. |  |  | MT19-16-A6-2-05 | 2FA7G3 | 1 | EA | 1350
PETE | 5711635 | 10.519.563 | PACKING,(3 PER SET) FOR DEZURIK WAFER V-ORIFICE GATE VALVE 8", S/N 14449 BUSED ON PYRITE HOLDING TANK UNITS #1 & 2. P/N 1137312 |  |  | 1137312 | 1FA3E42 | 2 | ST | 154
PETE | 6706045 | 10.523.912 | VALVE, COLUMN, FOR HYDRAZINE FEED PUMP MILTON ROY PUMP, MODEL A, SIZE/TYPEDMRI-24-72S MANUFACTURER PART NO = 221 SER NO = 73707-2 |  |  | 221-0263-002 | 2FA9E17 | 2 | EA | 900.36
PETE | 6706046 | 10.180.497 | DIAPHRAGM, P/N 298, FOR MILTON ROY PUMP CO, MODEL MODEL A, SIZE DMRI2472S MANUFACTURER PART NO = 298, S/N 73707 2. |  |  | 2980010075 | 2FA9E17 | 1 | EA | 98
PETE | 6706051 | 10.524.323 | VALVE, COLUMN, FOR MILTON ROYAL, MODEL B, SIZE/TYPE DMRI-54-92S MANUFACTURER PART NO = 221J316SS SER NO = 73707-3 |  |  | 221-0264-001 | 2FA9E16 | 3 | EA | 568.08
PETE | 6706060 | 10.505.952 | VALVE, REFILL, FOR DIAPHRAGM PUMP MILTON ROY PUMP CO, MODEL B2, TYPE DMRI 64 140 S MANUFACTURER PART NO = 101 B SER NO = 82522 2. |  |  | 101B | 2FA9E14 | 1 | EA | 16.12
PETE | 4005048 | 10.511.196 | SWITCH, WESTINGHOUSE QUICKLAG BREAKER CAT. #QNPL 1030, 1 POLE 120/240 VOLTS AC 30 AMP USED IN WESTINGHOUSE NQP PANELBOARDLIGHTING DISTRIBUTION CABINET. |  |  |  | 1FA5A24 | 6 | EA | 60
PETE | 5402985 | 10.527.166 | BRUSH ASSY FOR AIR CIRCUIT BREAKER W/ENERGY OP SIEMENS-ALLIS CHALMERS, MODEL K KV, DESC 1200A MANUFACTURER PART NO = 15-171-450-00-001 |  |  |  | 2FA7E14 | 6 | EA | 22.5
PETE | 5004009 | 10.509.072 | GLAND, STUFFING BOX, FOR PUMP GOULDS PUMPS, MODEL 3175M, TYPE 6 X 8 X 18 MANUFACTURER PART NO = SER NO = 237B948, 316SS REG GLAND W/O WATER QUENCH |  |  | 106-95-B-1203 | 2FA16D4 | 1 | ST | 732.65
PETE | 5306104 | 10.529.796 | GASKET, PRESSURE SEAL FOR 18" VALVE ABB COMBUSTION ENG SCVS, MODEL 39147 |  |  |  | 2FA25J7 | 1 | EA | 1446.16
PETE | 5306105 | 10.517.503 | GASKET, PRESSURE SEAL FOR 18" VALVE ABB COMBUSTION ENG SCVS, MODEL 3992Y |  |  |  | 2FA25J8 | 1 | EA | 1446.16
PETE | 5603633 | 10.533.108 | RETAINER, SEAL FOR FISHER CONTROL VALVE MODEL 1061 8500, SIZE 8" MFG PART # 22A8957X022 S/N 7039425 |  |  | 22A8957X022 | 1FA2B5 | 2 | EA | 595.56
PETE | 5603634 | 10.503.803 | DISC, DISC & SHAF FOR FISHER CONTROL VALVE MODEL 1061 8500, SIZE 8" MFG PART # 22A8975X052 S/N 7039425 |  |  | 22A8975X052 | 1FA2I4 | 2 | EA | 1025.56
PETE | 5603673 | 10.522.610 | SPINDLE, ITEM 28, FOR CONTROL COMPONENTS, MODEL CV-6, STYLE CONTROL VALVE MANUFACTURER PART NO = 106454 |  |  |  | 1FA2G8 | 1 | EA | 8806
PETE | 5008352 | 10.532.036 | O-RING, 1.720 ID X .118 W FOR PUREGAS DRYERS ON CEM'S FOR STACK EMISSIONS AT PETE. PART NO P-400-312-924. |  |  | P-400-312-924 | 2FA6E31 | 18 | EA | 12.6
PETE | 5008354 | 10.532.034 | O-RING, .644 ID. X .0878 W, FOR PUREGAS DRYERS ON CEM'S FOR STACK EMISSIONS AT PETE. PART NO P-400-312-908. |  |  | P-400-312-908 | 2FA6E31 | 18 | EA | 11.7
PETE | 5008355 | 10.509.551 | O-RING, .351 ID. X .072 W, FOR PUREGAS DRYERS ON CEM'S FOR STACK EMISSIONSAT PETE. PART NO. P-400-312-904. |  |  | P-400-312-904 | 2FA6E32 | 18 | EA | 11.7
PETE | 5008357 | 10.509.912 | O-RING, .850 ID. X .0115 W, FOR PUREGAS DRYERS ON CEM'S FOR STACK EMISSIONS AT PETE. PART NO. P-06723. |  |  | P-06723 | 2FA6E32 | 8 | EA | 22
PETE | 5402651 | 10.528.136 | COVER, FRONT, STYLE NO. 186 PART OF AUXILIARY SWITCH FOR WESTINGHOUSE DB-25 AIR BREAKER, SO 24Y2015. |  |  |  | 2FA7F48 | 6 | EA | 240
PETE | 5402707 | 10.504.115 | COVER, STYLE, 1491301 PART IF CONTROL RELAY FOR WESTINGHOUSE DB-25 AIR BREAKER. |  |  |  | 2FA7F46 | 4 | EA | 200
PETE | 5003819 | 10.501.862 | BOARD, SPEED PICKUP FOR SCALE MERRICK CORPORATION, MODEL 460 MANUFACTURER PART NO = 19241 |  |  | 19241 | 2FA14F48 | 2 | EA | 962.04
PETE | 4901093 | 10.521.588 | SEALS, CHICKSON #H1531K FOR HANNAY 1 1/2" RED RUBBER HOSE REELS |  |  |  | 1FA11E7 | 2 | EA | 70
PETE | 6407395 | 10.508.250 | DEVICE RESISTANT TEMP |  |  |  | 4FA54B5 | 2 | EA | 220
PETE | 7002313 | 10.506.562 | BEARING, ROLLER, DOUBLE ROW, 260 MM BORE,400 MM OD 104 MM WIDTH, METRIC, SPHERICAL, SELF-ALIGNING, TAPERED BORE. |  |  | F10BL56227 | SB3H2C1 | 1 | EA | 817.52
PETE | 7002314 | 10.500.656 | BEARING, ROLLER, DOUBLE ROW, 340 MM BORE,520 MM OD 133 MM WIDTH, METRIC, SPHERICAL, SELF-ALIGNING, TAPERED BORE |  |  | H69BL51700 | SB1MB6 | 1 | EA | 2265
PETE | 5216054 | 10.536.219 | VALVE ASSEMBLY, FOOT, REF #18, FOR SERIES A111-95 T PUMP. BECKER #25076. S/N = 80080213 |  |  | 25076 | 2FA18F54 | 1 | EA | 18.75
PETE | 5706172 | 10.514.253 | BOARD, SCALE, BOARD MODEL 910 FOR MERRICK MODEL 460 DS WEIGHTOMOTER S/N 13532/3 |  |  |  | 1FA11A5 | 2 | EA | 1960.48
PETE | 5206930 | 10.529.866 | GEAR, & SPROCKET ASSY, FOR HAYS- REPUBLIC, MODEL 2550, STYLE H2O TREATMENTRECORDER MANUFACTURER PART NO = 772613 |  |  | 772613 | 2FA17E13 | 2 | EA | 88.38
PETE | 5206931 | 10.522.680 | SPRING, FOR INSTRAMATIC WATER TREATMENT RECORDER, HAYS-REPUBLIC, MODEL 2550, UNITS 2 & 3 MANUFACTURER PART NO = 772615 |  |  | 772615 | 2FA17E13 | 2 | EA | 3.88
PETE | 5206932 | 10.510.976 | SPRING, FOR INSTRAMATIC WATER TREATMENT RECORDER, HAYS-REPUBLIC, MODEL 2550, UNITS 2 & 3 MANUFACTURER PART NO = 772603 |  |  | 772603 | 2FA17E14 | 2 | EA | 5.3
PETE | 5206935 | 10.509.685 | MOTOR, FOR INSTRAMATIC REC.WATER TREATMENT REC. HAYS-REPUBLIC, MODEL 2550,TYPE RECORDER MANUFACTURER PART NO = 765667 |  |  | 765667 | 2FA17E15 | 2 | EA | 323.12
PETE | 5206936 | 10.508.626 | GEAR, FOR HAYS-REPUBLIC, MODEL 2550, STYLE H2O TREATMENT RECORDER MANUFACTURER PART NO = 758453 |  |  | 758453 | 2FA17E15 | 2 | EA | 48.56
PETE | 5206938 | 10.535.509 | TRANSFORMER ASSY #760444 FOR HAYS-REPUBLIC MODEL 2550 INSTRAMATIC RECORDERS WATER TREATMENT RECORDERS UNITS 2 & 3. |  |  | 760444 | 2FA17E16 | 2 | EA | 15.66
PETE | 5612312 | 10.500.032 | POSITIONER, ASSY, W/O SPRING, MOORE PRODUCTS MODEL 74G, USED ON EWS 7CV-4,B/M #12372-74GS1. |  |  | 12372-74GS1 | 1FA8B3 | 1 | EA | 206.66
PETE | 5711020 | 10.508.864 | GASKET, PT #A-3033-V (NEW PT #14378), FOR VALVAIR 4-WAY VALVE. |  |  | 14378 | 1FA7E27 | 14 | EA | 14.98
PETE | 5402627 | 10.508.751 | HEATER, THERMAL OVERLOAD TRIP, NO. MSH3.7A MOTOR FULL LOAD CURRENT 2.96-3.27. |  |  |  | 2FA7E44 | 3 | EA | 2.85
PETE | 5613333 | 10.523.565 | VALVE, ASSY FOR FISHER CONTROL VALVE MFG PART # 4DOV-11A-B-C S/N 7900623 |  |  | 4DOV11ABC | SB3F1A2 | 2 | EA | 4984.14
PETE | 4901026 | 10.508.284 | DIAPHRAGM, FOR 4" MULTIMATIC DIAPHRAGM VALVE GRINNELL FIRE PROTECTION, MODEL A-4 |  |  | 92-404-1-031 | 1FA11F11 | 1 | EA | 54.18
PETE | 5307359 | 10.501.793 | BEARING, RADIAL (10 SECTIONS/SET) FOR LJUNGSTROM, MODEL AIR PREHEATERS #AP2193 MANUFACTURER PART NO = P-6-1187 SER NO = 4172 |  |  | P-6-1187 | 2FA8H6 | 1 | ST | 17250
PETE | 5601742 | 10.510.666 | RING, BOWED E, FOR TRANSDUCER, MOORE PRODUCTS CO., MODEL 77-3 MANUFACTURERPART NO = 12334-62 |  |  |  | 1FA3F62 | 6 | EA | 1.86
PETE | 2901267 | 10.517.413 | GASKET, BONNET, FOR POWELL VALVE, MODEL 16IN., TYPE IRON VALVE SERIES 1503MANUFACTURER PART NO = 75012-P300, S/N 72792 |  |  |  | 2FA19B7 | 4 | EA | 1200
PETE | 7001288 | 10.513.375 | BEARING,BALL,SINGLE ROW,RADIAL,EXTRA LIGHT SERIES, 3/4 IN BORE,2 SHIELDS |  |  | M82BH07373 | 1FA7F58 | 4 | EA | 29.2
PETE | 5603674 | 10.505.755 | STARTER, ACTUATOR, MODEL/TYPE- SMB, SIZE- 1 - CAT# 8965DPR23V02. |  |  |  | 2FA7D17 | 1 | EA | 409.1
PETE | 5003506 | 10.518.664 | KEY, ITEM 61, FOR DEZURIK, MODEL 16, TYPE BUTTERFLY VALVE |  |  | ITEM 61 | 2FA14E36 | 2 | EA | 2
PETE | 5605828 | 10.505.920 | TIMER, 60 SEC, TIME CONTROL, FOR EAGLE SIGNAL, SYSTEM SAMPLE MANUFACTURER PART NO = CG914-A3. |  |  | CG914-A3 | 1FA11F9 | 1 | EA | 70.64
PETE | 5704708 | 10.530.323 | HUB, SQUEEZE LOCK #1525, BORED TO 2 7/16" WITHOUT KEYSEATS, FOR COAL CONVEYOR - "A" SYSTEM. |  |  | 15-A02-070-000 | 2FA1H10 | 2 | EA | 119
PETE | 5009726 | 10.180.298 | THERMOCOUPLE, PROBE, USED ON THE MODEL 42D NOX ANALYZER. |  |  | 9204 | 2FA17F12 | 4 | EA | 319.2
PETE | 5009739 | 10.506.829 | BOARD, OZONATOR, USED ON MODEL 42D NOX ANALYZER. |  |  | 9276 | 2FA17B7 | 3 | EA | 570
PETE | 5609020 | 10.507.659 | CAPACITOR, (3000 MFD, 250V) MALLORY CGS302T350X5R (C2) #92-2323, FOR RELAY HOUSE BATTERY CHARGER, CAT. #95F2914 FORM A (MA) |  |  |  | 2FA7D7 | 2 | EA | 109.36
PETE | 5711008 | 10.520.520 | RELAY, 6 V COIL, ALLEN-SHERMAN-HOFF DEVICE #RCR PRINT #2345-77 REV. D., MARK #14551, STRUTHERS DUNN #211XB200, USED ON NO.2 UNIT ASH SYSTEM. |  |  |  | 1FA7F24 | 2 | EA | 100.8
PETE | 6005654 | 10.522.151 | SOLUTION, PLATENZING, FOR BECKMAN INSTRUMENTS, STYLE SENSOR MANUFACTURER PART NO = PL-1 |  |  |  | 2FA9E11 | 1 | EA | 182
PETE | 5604927 | 10.501.879 | GASKET, ADJUSTMENT SCREW. FOR USE ON UNIT NO. 2 PCV-9 50 SQUARE INCH ACTUATOR SUBASSEMBLY, 2.00" SPUD. HEAVY DUTY DUAL SPRING. |  |  | 001435.651.000 | 1FA2E33 | 1 | EA | 43.5
PETE | 5402108 | 10.516.358 | ELEMENT, OVERLOAD HEATER N20 FOR ALLEN BRADLEY CONTACTORS. |  |  |  | 2FA7F29 | 4 | EA | 10.8
PETE | 5216212 | 10.521.284 | RING, OV-11-012, FOR ADVANCE CHLORINATOR ADVANCE, MODEL 841, RATE 0-50 MANUFACTURER PART NO = 066310-1 SER NO = 066310-1 |  |  | OV-11-012 | 2FA18F47 | 3 | EA | 3.9
PETE | 6705101 | 10.533.295 | RING, SEAT, VITON A, FOR 2" MECHANICAL SEAL, ON PEERLESS, MODEL HYDROLINE,SIZE 8X10X18 MANUFACTURER PART NO = 1866-8 SER NO = 212120 |  |  | 0000-230 VITON | 2FA4F50 | 3 | EA | 14.52
PETE | 6708158 | 10.510.930 | SEAL, DRIVE END COVER, FOR CLOW CORP, MODEL S-150-33-3, TYPE 33AF MANUFACTURER PART NO = 850-850-023 29. |  |  | N09RJ93156 | 2FA5E2 | 1 | EA | 5.05
PETE | 6001919 | 10.511.360 | THERMOCOUPLE KIT, PLATINUMMESH PAD AND WIRE ASSEMBLY, WESTINGHOUSE CAT. NO. 3530B73G03 USED ON PETE 1,2,& 3 FURNACE 6 FT PROBE TYPE WESTINGHOUSE OXYGEN ANALYZER. |  |  | 3530B73G03 | 4FA51A6 | 2 | EA | 862.82
PETE | 6001920 | 10.503.115 | ANALYZER, INNER PROBE, REPAIR KIT FOR O2 ANALYZER WESTINGHOUSE ELECTRIC CO, UNIT PETE 1 MANUFACTURER PART NO = 2831A68G03 |  |  | 2831A68G03 | 4FA51A6 | 2 | EA | 2158.34
PETE | 7004618 | 10.504.285 | FASTENERS, BELT NO. 1 1/2 FLEXCO, PACKAGED IN E SIZE BOX (25 PER BOX). |  |  |  | 1FA6C30 | 3 | BOX | 46.41
PETE | 3910093 | 10.513.524 | BEARING, CUP & CONE PIECE #S 66 & 67, USED ON LIMITORQUE SMB 000 VALVE OPERATOR, TIMKEN #LM 603049/LM 603011. |  |  | LM603049/LM6030 | 1FA16E30 | 2 | EA | 16.78
PETE | 5617293 | 10.504.353 | FUSE, CARTRIDGE, BLADE, 150 A 150 V, SEMICONDUCTOR, 1" X 2 21/32", BUSS FWA150 OR EQUAL. |  |  | FWA-150 | 2FA23E28 | 25 | EA | 693.75
PETE | 5301045 | 10.533.710 | KLOSURE, GARLOCK, #283, FOR CARRIAGE ASSEMBLY, PT #904532-0001, FOR AIR PREHEATER |  |  | G10RJ42842 | 2FA16E2 | 8 | EA | 45.12
PETE | 5003778 | 10.520.123 | POTENTIOMETER, 100K 10TURN, FOR CLAROSTAT, STYLE DENSITY METER MANUFACTURER PART NO = 62JA |  |  | 62JA | 2FA14F48 | 2 | EA | 154
PETE | 6708901 | 10.534.318 | SLEEVE, SHAFT, FOR PACIFIC PUMPS INC, MODEL 11-20121-1 MANUFACTURER PART NO = 11-20121-133201 SER NO = GLR28061 |  |  | 11-20121-133201 | 2FA5F30 | 1 | EA | 128.1
PETE | 6708904 | 10.525.668 | BEARING,BALL,RADIAL,SINGLE ROW,30 MM BORE,MEDIUM SERIES,OPEN |  |  | I54ST02505 | 2FA5F30 | 2 | EA | 78.52
PETE | 6708917 | 10.521.722 | SHAFT, 6A, FOR PACIFIC PUMP CO. MANUFACTURER PART NO = 06011980F. |  |  |  | 2FA5G15 | 1 | EA | 235.79
PETE | 6001347 | 10.524.466 | WIRE, THERMOCOUPLE EXTENSION, #16 AWG., SILFA INSULATED, OSK/XS-J-16-1000 |  |  |  | 4FA50A14 | 1000 | FT | 1890
PETE | 5216460 | 10.523.459 | THERMOCOUPLE, OUTBOARD SLEEVE FOR BOILER FEED PUMP BYRON JACKSON PUMP MANUFACTURER PART NO = TEJ316U-304-SST |  |  | TEJ316U-304-SST | 2FA23G17 | 1 | EA | 78.49
PETE | 5601711 | 10.530.657 | LAMP, INDICATOR, MASTER SPEC PT.# 1305A1-D3F1L2N1 (B), PART OF FURNACE SAFEGUARD. |  |  |  | 2FA15E6 | 1 | EA | 2100
PETE | 5007806 | 10.513.935 | BOARD, INPUT 120VAC, FOR PROGRAMMABLE COMPUTER RESEARCH COTTRELL INC. MANUFACTURER PART NO = B231-501 |  |  | B231-501 | 4FA1B2 | 3 | EA | 1679.7
PETE | 6706132 | 10.529.840 | GASKET, CASING JOINT/DISCHARGE, FOR SIEMENS- ALLIS CHALMERS, MODEL MAXEAL,SIZE 8 X 8 X 17, S/N 818-3669-1 |  |  | 52122066005 | 2FA5B19 | 10 | EA | 43.3
PETE | 6706133 | 10.533.618 | RING, CASING, FOR SIEMENS-AC, MODEL 105-601-603, SIZE 8X8X17 MANUFACTURER PART NO = 08-104-599-507 SER NO = 818-3669-1 |  |  | 08-104-599-507 | 2FA5B18 | 6 | EA | 662.58
PETE | 6706142 | 10.509.295 | IMPELLER, FOR SIEMENS-ALLIS CHALMERS, MODEL MAXEAL, TYPE 8X8X17 MANUFACTURER PART NO = 08-105-687-025 SER NO = 818-3669-1 |  |  | 08-105-687-025 | 2FA5I5 | 1 | EA | 2307
PETE | 5403145 | 10.518.271 | HEATER, THERMAL OVERLOAD TRIP, G.E. PART NO. CR123-C18.0B, 15.8 AMPS, SIZE1. |  |  | CR123-C18.OB | 2FA7E38 | 8 | EA | 56.56
PETE | 5401576 | 10.520.550 | RELAY, OVERLOAD 3 COIL CUTLER HAMMER 10-1430-3 FOR SIZE 3 CONTACTOR UNIT 1 MCC. |  |  |  | 2FA7D36 | 1 | EA | 385
PETE | 6001194 | 10.531.420 | METER, 0-15MILS #B-2636 FOR VIBRATION MONITORING SYS MODEL VT-12 ON I.D. &SCRUBBER BOOSTER FANS UNITS #1 & 2 |  |  |  | 2FA17C48 | 1 | EA | 111.04
PETE | 5402873 | 10.523.057 | SWITCH, 4 POLE UNIT, STYLE # 187, PART OF AUXILIARY SWITCH FOR WESTINGHOUSE DB-25 AIR BREAKER, SO 24Y2015. |  |  |  | 2FA7H24 | 2 | EA | 408
PETE | 6716361 | 10.533.672 | SEAL, LIP, FOR INGERSOLL RAND, TYPE 3X1.5X8HEC MANUFACTURER PART NO = 201A11B SER NO = 0681-5119/20/21/22/23 |  |  | 201A11B | 2FA13E34 | 11 | EA | 24.75
PETE | 5609021 | 10.515.267 | CAPACITOR, 450V 300 OHM 3C, #CGS321T, FOR RELAY HOUSE BATTERY CHARGER. |  |  | CGS321T | 2FA7E7 | 2 | EA | 30.3
PETE | 6706128 | 10.504.599 | O-RING, CASING, FOR SIEMENS-AC, MODEL MAXEAL, SIZE 8X8X17 MANUFACTURER PART NO = CP-751-531-940 SER NO = 818-4750-1 & 2 |  |  | CP-751-531-940 | 2FA5A18 | 7 | EA | 39.55
PETE | 6407517 | 10.513.559 | BEARING, OUTPUT, ITEM #5 FOR EDDY CURRENT DRIVE-FRAME 41, TYPE ED, DC VOLTS CLUTCH 30, DC AMPS CLUTCH 2.35, H.P. 3, CONT. DUTY TORQUE 9 LB FT, CONT. DUTY SPEED RANGE 50-1690, SERIES 40, SPECIAL 40, SPECIAL MARKING 97797 891 USED ON |  |  | F10BH72950 | 2FA6E17 | 2 | EA | 35.7
PETE | 5004147 | 10.523.602 | KIT, SERVICE, FOR 6" BUTTERFLY VALVE PLIAXSEAL, MODEL 6 MANUFACTURER PART NO = 811-6-6-ST2 |  |  | 811-6-6-ST2 | 2FA19G45 | 1 | EA | 233.34
PETE | 5301827 | 10.500.434 | GLAND, PACKING, FOR SOOT BLOWER DIAMOND POWER, MODEL IR-3 SHORT RETRACT. |  |  | 315594-1127 | 1FA8G9 | 18 | EA | 561.96
PETE | 6706129 | 10.531.732 | O-RING, STUFFING BOX, FOR SIEMENS-AC, MODEL MAXEAL, SIZE 8 X 8 X 17 MANUFACTURER PART NO = CP-751-531-270 SER NO = 818-4750-1 & 2 |  |  | CP-751-531-270 | 2FA5A17 | 7 | EA | 69.16
PETE | 6101414 | 10.529.844 | MOVEMENT, STAINLESS STEEL, 12:1, ROTARY FOR 6", ASHCROFT, MODEL 1079B GAUGE, DESC DURAGAUGE MANUFACTURER PART NO = ASA1905 |  |  | ASA1905 12-1 RA | 2FA22E30 | 6 | EA | 181.74
PETE | 2904098 | 10.533.986 | SEAL, 1 1/2" THERMO-SEAL, "SC", 304 S.S. W/GRAPHOSEAL ELEMENT FOR HIGH PRESSURE - HIGH TEMPERATURE SYSTEMS. |  |  |  | 2FA21E21 | 19 | EA | 137.94
PETE | 2904097 | 10.521.315 | SEAL, 1 1/4" SELCO, STYLE #701, 4 BOLT, 304 S.S. W/GRAPHOSEAL ELEMENT FOR HIGH PRESSURE - HIGH TEMPERATURE SYSTEMS. |  |  |  | 2FA21E21 | 26 | EA | 124.54
PETE | 5402991 | 10.514.372 | ASSY, PRIMARY CONTACT FINGER, USED ON ALLIS-CHALMERS 4 KV AIR CIRCUIT BREAKERS WITH STORED ENERGY OPERATOR (3,000 AMPS). |  |  | 18-733-481-501 | 2FA7D11 | 2 | EA | 782.16
PETE | 5610070 | 10.533.355 | RELAY, TIME DELAY, 20-200 SEC DELAY, 125VDC OPERATING VOLTAGE AGASTAT TYPE7022PE |  |  | 7022PE | 2FA7A4 | 2 | EA | 326.18
PETE | 5007913 | 10.530.497 | INTERFACE, RS232, FOR KVB EQUIPMENT SYSTEMS, MANUFACTURER PART NO = A1319 |  |  | A1319 | 2FA23H7 | 1 | EA | 871.41
PETE | 5404857 | 10.501.558 | BREAKER, THERMAL MAGNETIC, HE3-B040, FOR ITE MOTOR CONTROL CENTERS. |  |  |  | 2FA7C15 | 1 | EA | 161.42
PETE | 6001543 | 10.507.224 | CAGE, CARD 7-SLOT, RACK MOUNTABLE FOR UMAC, MODEL 4000 SERIES, COMPUTER INPUT CABINET MANUFACTURER PART NO = AC1817 |  |  | AC1817 | 4FA50B13 | 3 | EA | 1495.8
PETE | 5402102 | 10.516.357 | ELEMENT, OVERLOAD HEATER N14 FOR ALLEN BRADLEY CONTACTORS. |  |  |  | 2FA7F28 | 3 | EA | 8.1
PETE | 5613400 | 10.533.525 | SCREW, SLIDER, FOR MOORE PRODUCTS CO., AREA PETE 1 LCV3 VALVE POSITIONER MANUFACTURER PART NO = 118-41 |  |  | 118-41 | 1FA2F65 | 9 | EA | 2.79
PETE | 5503782 | 10.522.550 | STUB, EXHAUSTER, DISC SHAFT, FOR 683 RPS BOWL MILL, ABB P/N MP-9817K. |  |  | MP-9817K | SB3B2B6 | 9 | EA | 405
PETE | 6001836 | 10.526.263 | BOARD, INSTRUMENT, POWER SUPPLY, FOR SGD DENSITY TRANSMITTER, T.N. PART # 886506. FOR MARK II SYSTEM. |  |  | 886506 | 2FA25G44 | 2 | EA | 1137.06
PETE | 6407868 | 10.518.947 | MOTOR, ELECTRIC-AC, HORSEPOWER- 3, RPM- 1690 FRAME- 182TD, 230/460 VOLTS, 3 PHASE, 60 HZ, TEFC, INS CLASS F,SERVICE FACTOR 1.0,WITH EDDY CURRENT CLUTCH, |  |  | FE-5977 | SB1EC4 | 2 | EA | 7354.58
PETE | 6001478 | 10.516.029 | KIT, REPAIR, FOR FISHER, STYLE CONTROLLER MANUFACTURER PART NO = R2500X00L32 |  |  | R2500X00L32 | 2FA24C2 | 1 | EA | 63.9
PETE | 6708900 | 10.509.283 | IMPELLER, ITEM 3A, FOR PACIFIC PUMPS INC, MODEL 11-20121-1 MANUFACTURER PART NO = 11-20121-133201 SER NO = GLR28061 |  |  | 11-20121-133201 | 2FA5H15 | 1 | EA | 906.32
PETE | 6708907 | 10.521.814 | SEAL, MECHANICAL, FOR PACIFIC PUMPS INC, MODEL 11-20121-1 MANUFACTURER PART NO = 11-20121-133201 SER NO = GLR28061 |  |  | 11-20121-133201 | 2FA5F29 | 1 | EA | 143
PETE | 5505150 | 10.527.944 | COIL, VICKERS #142249, VEPD COIL, 115 V - 60 CY FOR HS - RECEIVED COAL SAMPLING SYSTEM SOLENOIDS. |  |  | 142249 | 1FA11E1 | 7 | EA | 123.9
PETE | 2904103 | 10.533.990 | SEAL, 4" SELCO, STYLE #701, 304 S.S. W/GRAPHOSEAL ELEMENT FOR HIGH PRESSURE - HIGH TEMPERATURE SYSTEMS. |  |  |  | 2FA21I23 | 19 | EA | 374.11
PETE | 2904105 | 10.521.319 | SEAL, 6" SELCO, STYLE #701, 304 S.S. W/GRAPHOSEAL ELEMENT FOR HIGH PRESSURE - HIGH TEMPERATURE SYSTEMS. |  |  |  | 2FA21I30 | 13 | EA | 596.7
PETE | 5402652 | 10.507.845 | COIL, OPERATING, FOR AIR BREAKER WESTINGHOUSE ELECTRIC CO, MODEL DB-25 MANUFACTURER PART NO = 1529444 |  |  | 1529444 | 2FA7F48 | 2 | EA | 223.34
PETE | 2904095 | 10.510.895 | SEAL, 3/4" SELCO, STYLE #701, 304 S.S. W/GRAPHOSEAL ELEMENT FOR HIGH PRESSURE - HIGH TEMPERATURE SYSTEMS. |  |  |  | 2FA21E20 | 25 | EA | 136
PETE | 5401262 | 10.507.637 | CONTACTOR, AC FOR WHEELABRATOR/FRYE PRECIPITATOR. |  |  | C10CN3A | 2FA6B13 | 2 | EA | 397.64
PETE | 5607438 | 10.518.366 | LAMP, IND MASTER SPEC CAT #2000 C SERIES 10E, F.F. #B-13222-C-71C3 FOR #2 MAIN CONTROL BOARD. |  |  |  | 2FA16F56 | 3 | EA | 75.99
PETE | 5617169 | 10.523.064 | SWITCH, BELT TRAINING, SQUARE D CAT #FTSB-1 WITH DELRIN TYPE R-21 LEVER OPERATOR. |  |  |  | 2FA11C32 | 1 | EA | 307.36
PETE | 5007041 | 10.531.581 | MOTOR, ELECTRIC-AC, HORSEPOWER- 7.5, RPM- 1155 FRAME- 254T, 230/460 VAC, TYPE RGZ1CH. |  |  | RGZ1CH | SB1EB9 | 1 | EA | 295
PETE | 5501215 | 10.533.120 | RHEOSTAT, 25 OHM, 25 WATT, NEWARK #11F007. FOR TRACK HOPPER SYNTRON COAL FEEDERS WITH F-86-B BASE & SUSPENSION AND DTC-6 CONTROL ASSEMBLY. |  |  | ************************* | 2FA1E16 | 1 | EA | 21.32
PETE | 5501219 | 10.500.995 | RHEOSTAT, 750 OHM, NEWARK #01F7562 FOR TRACK HOPPER SYNTRON COAL FEEDERS, WITH F-86-B BASE & SUSPENSION AND DTC-6 CONTROL ASSEMBLY. |  |  | RHS750 | 2FA1E15 | 2 | EA | 65.7
PETE | 5007809 | 10.519.211 | BOARD, ISOLATED 120VAC, FOR PROGRAMMABLE COMPUTER RESEARCH COTTRELL INC. MANUFACTURER PART NO = B246-501 |  |  | B246-501 | 4FA1A3 | 2 | EA | 1427
PETE | 5216329 | 10.536.077 | VALVE, 1" TEFLON DIAPHRAGM, ITT GRINNELL P/N 2538, WITH ACTUATOR P/N 3212, POLYPROPYLENE LINED |  |  | 1-2538-R2-34-3214 | 4FA57A2 | 2 | EA | 858
PETE | 5605186 | 10.523.146 | TIMER, 115V/60CY, FOR AUTO TIMING & CONTROLS, SYSTEM WATER TREATMENT, MANUFACTURER PART NO = 305E011A10XX |  |  |  | 2FA18C32 | 1 | EA | 174.4
PETE | 7001261 | 10.506.926 | BEARING,BALL,SINGLE ROW,RADIAL,LIGHT SERIES, 35 MM BORE,2 SEALS,WIDE TYPE |  |  | W-207PP | 1FA7F59 | 4 | EA | 54.36
PETE | 5603285 | 10.510.349 | RING, UPPER SEAT FOR FISHER CONTROL VALVE MODEL 655-AR, SIZE 3/4", S/N 5463472. |  |  | 1B747935072 | 1FA2F36 | 3 | EA | 353.25
PETE | 5603231 | 10.511.047 | SEAT, PILOT, FOR MOORE PRODUCTS CO., HI FREQ-RESPN MODEL 74G VALVE POSITIONER, MANUFACTURER PART NO = 12372-117 |  |  |  | 1FA2F38 | 9 | EA | 12.33
PETE | 6001364 | 10.528.711 | ELEMENT, DIFFUSION, REPLACEMENT, FOR O2 ANALYZER HAGAN INSTRUMENT, MODEL 225 MANUFACTURER PART NO = 6292A74G01 |  |  | 6292A74-G01 | 1FA1H43 | 4 | EA | 156.08
PETE | 5305457 | 10.536.222 | VALVE, MOV ASSY, FOR OIL IGNITION ABB COMBUSTION ENG SVCS, UNIT PETE 1&3 MANUFACTURER PART NO = C86-10293 |  |  | C86-10293 | 2FA25H28 | 2 | EA | 159
PETE | 2904107 | 10.521.316 | SEAL, 10" SELCO, STYLE #701, 304 S.S. W/GRAPHOSEAL ELEMENT FOR HIGH PRESSURE - HIGH TEMPERATURE SYSTEMS. |  |  |  | 2FA21D15 | 12 | EA | 741
PETE | 7004138 | 10.526.357 | BELT, V-DRIVE, CUT LENGTH- 79, TOP WIDTH- 2/3, GATES B76. |  |  | P49FJ52880 | 1FA6B32 | 4 | EA | 23.84
PETE | 2901024 | 10.502.260 | GASKET, MANHOLE, (WOVEN), OVAL 11"X15"X1/4"X1", NON-ASBESTOS, USED IN UNIT7 FLASH TANK. |  |  | 600 | 1FA4A28 | 5 | EA | 54.15
PETE | 6706976 | 10.517.420 | GASKET, CASING, FOR WORTHINGTON PUMP, MODEL 3X1-1/2X8, SIZE D1011 S/N Y674242. |  |  |  | 2FA15B6 | 6 | EA | 83.34
PETE | 7001356 | 10.501.786 | BEARING,BALL,DOUBLE ROW,RADIAL,MEDIUM SERIES, 45 MM BORE,WITH SNAP RING. |  |  | F07AX28500 | 1FA7E60 | 1 | EA | 65.96
PETE | 5302303 | 10.532.080 | PIN, TRIP, FOR DIAMOND POWER, MODEL IR-3 SOOTBLOWER. |  |  | 301205-1110 | 1FA8F16 | 13 | EA | 100.49
PETE | 6001571 | 10.515.383 | CONNECTOR, FEMALE, AMPHENOL 117-DB-25S, RS-232 FOR PETE & EWS #7 COMPUTERS. |  |  | DB-255 | 2FA24E26 | 8 | EA | 10.48
PETE | 6623218 | 10.511.366 | THERMOCOUPLE, TRIPLE ELEMENT, 14" STOP VALVE #2 ABOVE SEAT INNER OR OUTER SURFACE, TCSV-1, TCSV-2, CAT. DWG. #U253J014G0140, CONAX CORP. #J-SS25-G-C7-MK250A-14 |  |  |  | 2FA2D20 | 1 | EA | 379
PETE | 5603089 | 10.517.407 | GASKET, BODY, FOR LCV-6A,LCV-13A & 13B MASONEILAN DIAPHRAGM VALVES, UNIT #2. P/N 9191-324-801 |  |  |  | 1FA2B24 | 2 | EA | 72.44
PETE | 5903113 | 10.504.236 | HOOK, UPPER FOR 3 TON C.M. PULLER MODEL B. |  |  | 40605 | 2FA9D18 | 1 | EA | 20.55
PETE | 6101118 | 10.518.077 | GLASS, GAUGE, FOR ASHCROFT, MODEL 1079D, UNIT/AREA 12" DURAGAUGE MANUFACTURER PART NO = 1079D |  |  |  | 2FA22G11 | 12 | EA | 26.64
PETE | 2904101 | 10.521.318 | SEAL, 3" SELCO, STYLE #701, 304 S.S. W/GRAPHOSEAL ELEMENT FOR HIGH PRESSURE - HIGH TEMPERATURE SYSTEMS. |  |  |  | 2FA21A12 | 15 | EA | 178.35
PETE | 4901089 | 10.528.744 | DIAPHRAGM, DRY PILOT ACTUATOR FOR FIRE PROTECTION GRINNELL FIRE PROTECTION, MODEL 922801008 ACTUATOR MANUFACTURER PART NO = PT. #92-280-1-008 |  |  |  | 1FA11F11 | 1 | EA | 4.98
PETE | 6623219 | 10.535.327 | THERMOCOUPLE, 13 9/10", CONAX PT #J-SS25-G-C2-MK25 7/8, WATER INDUCTION PROTECTION HIGH PRESSURE EXHAUST CHAMBER UPPER & LOWER TCS-50 & 51, CROSSOVER CHAMBER GENERATOR END UPPER & LOWER TCS-56 & 57, 9TH STAGE EXTRACTION CHAMBER |  |  | U251J038G0139 | 2FA2D19 | 4 | EA | 714
PETE | 6407863 | 10.518.932 | MOTOR, ELECTRIC-AC, HORSEPOWER- .33, RPM- 1700 FRAME- EK48, 230/460 VOLTS, 1.5/.75 AMPS, 3 PHASE, 60 CY, TYPE P, RPM 1700, 5' LBS START, 1' LB RUN, LR AMPS 11/5.5, DUTY 15 MIN, ID #A76Q1800N-ZM |  |  | 724464YH | 4FA51B5 | 1 | EA | 1669
PETE | 5403801 | 10.510.967 | SPRING, ARMATURE, RETURN CAT.# 721-365A4-83 USED ON MODEL 721-12HEA61A224 TYPE HEA RELAY. |  |  |  | 2FA7E34 | 5 | EA | 2.6
PETE | 6001245 | 10.508.732 | GASKET, #77A900 FOR UNITS 1, 2 & 3 ENVIRONMENTAL DATA D-R 280 AV OPACITY MONITOR. |  |  |  | 2FA17E42 | 3 | PAA | 67.92
PETE | 6621238 | 10.516.907 | FUSE, 2AG, 1.5 A, 250 V, DWG 104X109AD 109, FOR MARK VI TURBINE CONTROLS, EWS #7. |  |  | 104X109AD 109 | 2FA2F35 | 4 | EA | 12
PETE | 6716450 | 10.521.273 | RING, HOUSING, W/PINS & SCREWS, REF 652, FOR BYRON JACKSON, MODEL 14X14X16, SIZE 4STG-HDB MANUFACTURER PART NO = 225519-ER SER NO = 731-C-1805 & 06. |  |  |  | 2FA15H5 | 4 | EA | 4681.4
PETE | 5003192 | 10.525.708 | BEARING, (UPPER OR LOWER), 1 7/16" - SKF-FY-107, ITEM 33 FOR GALIGHER MODEL #1.5 SRA 1100 X 36", S/N SP76-12969, THICKENER AREA SUMP PUMP (TAG P10-3) |  |  | VF4E-123 | 2FA14E7 | 2 | EA | 34.26
PETE | 5402975 | 10.528.151 | ASSY, PRIMARY CONTACT FINGER, 1200 A, USED ON ALLIS-CHALMERS 4 KV AIR CIRCUIT BREAKERS, W/ STORED ENERGY OPERATOR (1200 AMPS). |  |  | 18-657-456-579 | 2FA7B10 | 6 | EA | 4071.48
PETE | 5413012 | 10.507.036 | BREAKER, CIRCUIT, AMPS- 30A |  |  | EHD3030 | 2FA7C36 | 1 | EA | 253
PETE | 7003735 | 10.506.549 | BEARING, PILLOW BLOCK, 1-7/16" BORE, 2-BOLT, 4-3/16" OVERALL HEIGHT, MEDIUM DUTY. |  |  | VPS-323 | 4FA2A13 | 3 | EA | 126.57
PETE | 6407384 | 10.531.638 | MOTOR, ELECTRIC-AC, HORSEPOWER- 5, RPM- 1200 FRAME- 215T, 460V, 16.6-1/8 AMPS, 3 PHASE,60 HZ,75C RISE,CODE H,SERVICE FACTOR 1.0, ENCLOSURE TBEP, TEFC, EXPLOSION PROOF. |  |  | B00564LF2AMH | 4FA51B10 | 1 | EA | 1344.77
PETE | 5605147 | 10.533.352 | RELAY, TIME DELAY, 120 SEC DELAY, EAGLE SIGNAL TYPE CG915A3, USED ON "A" SYSTEM COAL SAMPLER. |  |  | CG915A3 | 1FA11F9 | 1 | EA | 136.17
PETE | 5606413 | 10.510.515 | RELAY, POTTER BRUMFIELD CDB-38-70015 DPDT 10A, 120 VAC USED ON #1 PRECIPITATOR CONTROLS. |  |  |  | 2FA8D35 | 1 | EA | 164.84
PETE | 5605824 | 10.521.077 | RELAY, TIME DELAY, 30 SEC DELAY, EAGLE SIGNAL TYPE CG913A3, USED ON "A" SYSTEM COAL SAMPLER. |  |  | CG913A3 | 1FA11F10 | 2 | EA | 257.56
PETE | 5206269 | 10.526.200 | BEARING, THRUST, FOR VORTEX PUMP LAWRENCE PUMPS, MODEL RBM, SIZE/DESC 1.5 X 2 MANUFACTURER PART NO = CARTBRGXX |  |  | CARTBRGXX | 2FA18C27 | 2 | EA | 765.26
PETE | 5711265 | 10.521.706 | SEAL OIL NATIONAL 50151R ID 1.125 X 1.565 X .375 |  |  |  | 1FA3F17 | 3 | EA | 7.02
PETE | 5304118 | 10.501.039 | COIL, GDO-80-GDL, FOR SQUARE D, MODEL 115 VDC, TYPE LATCH RELAY MANUFACTURER PART NO = C31030-400-61-L |  |  | C31030-400-61L | 1FA6E26 | 18 | EA | 114.3
PETE | 5206861 | 10.511.094 | SHAFT, ASSEMBLY, FOR LAPP PULSAFEEDER, MODEL 7660-S-E, MANUFACTURER PART NO = W-092721-A00 |  |  | W-092721-A00 | 2FA18F24 | 1 | EA | 153.1
PETE | 5206879 | 10.530.942 | JOINT, UNIVERSAL, FOR LAPP PULSAFEEDER, MODEL 7660-S-E, MANUFACTURER PART NO = W202774-000 |  |  | W202774-000 | 2FA18F23 | 2 | EA | 101.84
PETE | 5206880 | 10.534.098 | SHAFT, SLIP, FOR LAPP PULSAFEEDER, MODEL 7660-S-E, MANUFACTURER PART NO = W092587 |  |  | W092587 | 2FA18E23 | 1 | EA | 31.5
PETE | 6623536 | 10.532.235 | PACKING, RING, STEAM, N-5/GROOVE 1, N-6/GROOVE 3, FOR FOR G.E. TURBINE, MODEL 170X457, UNIT EWS 7 MANUFACTURER PART NO = U783S282L1068 |  |  | U783S282L1068 | 2FNWALL | 1 | ST | 3735
PETE | 6623877 | 10.532.236 | PACKING, RING, N-7, STEAM, GROOVE 1, 6/SET, FOR G.E. TURBINE, MODEL 170X457, UNIT EWS 7 MANUFACTURER PART NO = U783S282L2803 |  |  | U783S282L2803 | 2FNWALL | 0 | EA | 0
PETE | 4005059 | 10.526.695 | BREAKER, CIRCUIT, AMPS- 30A |  |  | QOB130 | 1FA5B23 | 3 | EA | 31.44
PETE | 5903528 | 10.503.086 | ACTUATOR, INSTRUMENT, PUSH BUTTON, SQUARE-D CLASS 9001, TYPE TR-50, HALF GUARD, USED ON WEATHER PROOF CONTROL STATION ON WRIGHT HOIST, CIRCULATING WATER INLET AT PETE. |  |  | CLASS 9001 | 2FA16F50 | 5 | EA | 118.15
PETE | 5702761 | 10.526.318 | BODY, PISTON, UNITED CONVEYOR CORP. DWG. 2-4301-14 FOR 10" DIA. X 25 1/2" STROKE, DOUBLE ACTING CYLINDER, HYDRAULIC ASH DISPOSAL DOOR, EWS 7. MANUFACTURER PART NO. 1-43016 |  |  | 43016-1 | 1FA3H5 | 4 | EA | 858.2
PETE | 5216025 | 10.535.882 | VALVE, 1 1/2" WITH AIR OPERATOR BODY MODEL 2406 MATERIAL PVC SCREWED ENDS FIGURE #2406-312-Z2 SPRING LOADED CLOSED AIR TO OPEN WITH 1 MICRO SWITCH BZ26RN SPOT NEMA 1 REVERSE ACTING DWG. #CSA-000249. |  |  |  | 1FA2G22 | 1 | EA | 567
PETE | 7004611 | 10.526.366 | FASTENERS, BELT, #2 H. D. FLEXCO, E SIZE BOX. (25 PER BOX) |  |  | 2 H. D. | 1FA6B28 | 9 | BOX | 173.52
PETE | 6001821 | 10.513.994 | BOARD, SQUARE RT, FOR ROSEMOUNT UNILOC, MODEL 1151DP4J, STYLE TRANSMITER MANUFACTURER PART NO = 1151-0378-0001 |  |  | 1151-0378-0001 | 4FA5A16 | 1 | EA | 640
PETE | 5008010 | 10.177.854 | MOTOR, CHARGING, FOR SWITCHGEAR (POWER VAC) MODEL 4160 VSWGR, MTR VOLT 125VDC MANUFACTURER PART NO = 0177C2164G001 |  |  | 0177C2164G001 | 2FA17G4 | 2 | EA | 2530
PETE | 5401912 | 10.527.942 | COIL, THERMAL OVERLOAD TRIP, 9.16 - 10.2 AMPS FOR UNIT 1 MOTOR CONTROL CENTERS. |  |  | H1037 | 2FA7F52 | 11 | EA | 193.49
PETE | 5609034 | 10.523.644 | TRANSDUCER, WATT, 120 V. INPUT, 5 AMP., 2 ELEM, 3 PH., 3 WIRE, OUTPUT 100 MVDC INTO 20K OHMS AT 1000 W, F.W. BELL MODEL #PR-2301SDX2, USED ON EHC CABINET UNITS 3 & 4. |  |  | XL3-1K5-A4 | 2FA23B11 | 2 | EA | 895.08
PETE | 6006593 | 10.528.380 | CORD, DRIVE, FOR L & N MODEL 165/1650 MULTIPOINT RECORDER PT NO. 62409 |  |  | 62409 | 1FA1F42 | 3 | EA | 146.04
PETE | 5403136 | 10.530.119 | HEATER, THERMAL OVERLOAD TRIP, G.E. PART NO. CR123-C1.31A, 1.18 AMPS SIZE 1. |  |  |  | 2FA7E41 | 10 | EA | 14.3
PETE | 5401898 | 10.514.399 | BREAKER, CIRCUIT, 50A, 600VAC, 3-PHASE. |  |  | FC3050 | 2FA7B36 | 1 | EA | 469.29
PETE | 7001289 | 10.513.366 | BEARING,BALL,SINGLE ROW,RADIAL,EXTRA LIGHT SERIES, 1/2 IN BORE,2 SHIELDS |  |  | M82BH05694 | 1FA7F58 | 2 | EA | 12.98
PETE | 5901142 | 10.503.937 | COIL, BRAKE S-32177-A FOR S.B CRANE HOIST, S/N 2960. |  |  |  | 2FA6B19 | 1 | EA | 554.17
PETE | 5613323 | 10.178.421 | PIN FOR FISHER CONTROL VALVE MODEL EHS-503, SIZE 2" MFG PART # 1F723635072 |  |  | 1F723635072 | 2FA25F40 | 10 | EA | 14.3
PETE | 5613324 | 10.511.469 | STEM FOR FISHER CONTROL VALVE MODEL EHS-503, SIZE 2" MFG PART # 10A6088X012 |  |  | 10A6088X012 | 2FA25E42 | 1 | EA | 126.5
PETE | 5613325 | 10.500.508 | PLUG FOR FISHER CONTROL VALVE MODEL EHS-503, SIZE 2" MFG PART # 16A5345X012 |  |  | 16A5345X012 | 2FA25F40 | 1 | EA | 529
PETE | 5613326 | 10.517.700 | GASKET FOR FISHER CONTROL VALVE MODEL EHS-503, SIZE 2" MFG PART # 19A2543X012 |  |  | 19A2543X012 | 2FA25F40 | 1 | EA | 88
PETE | 5613328 | 10.533.900 | SEAT, RING FOR FISHER CONTROL VALVE MODEL EHS-503, SIZE 2" MFG PART # 26A5282X012 |  |  | 26A5282X012 | 2FA25F41 | 1 | EA | 355
PETE | 5613329 | 10.521.234 | RETAINER, SEAT RING FOR FISHER CONTROL VALVE MODEL EHS-503, SIZE 2" MFG PART # 26A5296X082 |  |  | 26A5296X082 | 2FA25F41 | 1 | EA | 606
PETE | 5613330 | 10.527.086 | CAGE FOR FISHER CONTROL VALVE MODEL EHS-503, SIZE 2" MFG PART # 39A9227X032 |  |  | 39A9227X032 | 2FA23I9 | 1 | EA | 890.5
PETE | 5402712 | 10.527.510 | COIL, CLOSING, FOR AIR BREAKER WESTINGHOUSE ELECTRIC CO, MODEL DB-25 MANUFACTURER PART NO = 1529458 |  |  | 1529458 | 2FA7C32 | 1 | EA | 1160
PETE | 5606316 | 10.510.536 | RELAY, TEL-ALARM, MODEL MDM 500 V8 FLASHER, 125 V DC. |  |  |  | 2FA7B8 | 3 | EA | 142.89
PETE | 5206202 | 10.515.694 | COMPRESSOR, VALVE ASSEMBLY, 1" ITT , DIAPHRAGM, ITT #83446, USED ON UNIT 1 & 2 RIVER WATER CHLORINATION SYSTEM |  |  | 83446 | 2FA18E38 | 2 | EA | 100
PETE | 2904104 | 10.533.852 | SEAL, 5" SELCO, STYLE #701, 304 S.S. W/GRAPHOSEAL ELEMENT FOR HIGH PRESSURE - HIGH TEMPERATURE SYSTEMS. |  |  | STYLE 701 | 2FA21I24 | 10 | EA | 281.2
PETE | 6001741 | 10.510.309 | POWER SUPPLY, SOLA MODEL #281561-2, 48 VOLT, 10 AMP, SINGLE OUTPUT POWER SUPPLY, CVDC 19 INCH RACK MOUNTED FOR EWS 7 DIGITAL COMPUTER CABINETS. |  |  | 281561-2 | 2FA23J5 | 1 | EA | 429
PETE | 7005281 | 10.528.560 | COVER, COUPLING FALK 13F FOR "A" SYSTEM COAL CONVEYOR COUPLINGS. |  |  | 13F COVER | 1FA7B26 | 1 | EA | 335.05
PETE | 5505729 | 10.528.251 | CYLINDER, SWEEP, FOR 48" PRIMARY SAMPLER CUTTER, USED ON PETE 8A & 8B COAL CONVEYORS, J.B.LONG PROJECT #92062, HYDRALINE MODEL. |  |  | 0045-0098 | SB3B2B2 | 2 | EA | 2015.76
PETE | 5704651 | 10.533.395 | RELAY, 10 AMPS, 120V, 600 VAC MAX, TYPE PM, CAT. #5U8-4, BULLETIN 7305 USED ON COAL HANDLING CONVEYOR CONTROL CABINETS. |  |  | 5U8-4 | 2FA1B18 | 2 | EA | 639.06
PETE | 5216183 | 10.527.547 | CAP, VALVE, FOR COOLING TOWER ACID FEED PUMPS LAPP, MODEL 7120, SIZE .75"PISTON, SER NO = 8306-889-1 |  |  | W204371-FTF | 2FA18E46 | 6 | EA | 387.18
PETE | 5109690 | 10.516.954 | GASKET, FOR LEROI Q250DP PORTABLE AIR COMPRESSOR S/N 3120X210, AND COMPRESSOR MODEL A219-89 AT PETE |  |  | 16-1862 | 2FA20I2 | 9 | EA | 54
PETE | 5003737 | 10.503.648 | CONTACT, LOWER, OUTER, FOR SIEMENS-AC, MODEL LA600 SWITCHGEAR, 480V/600A, S/N S-84429A7/ S-84429D5. |  |  | 18-727-825-003 | 2FA7F14 | 3 | EA | 13.2
PETE | 7901063 | 10.504.226 | HEATER, SCREW BASE, EDISON TYPE SCB CHROMAXLOX 120V, 200 WATT, CAT. #SCB-200. (PCN 256410) |  |  | 256410 | 2FA7F24 | 4 | EA | 422.22
PETE | 6001740 | 10.532.824 | POWER SUPPLY, SOLA MODEL #83-05-312-2, 5 VOLT, 12 AMP, SINGLE OUTPUT FOR EWS 7 DIGITAL COMPUTER CABINETS. |  |  | 83-05-312-2 | 2FA23A21 | 1 | EA | 278.45
PETE | 5601824 | 10.515.615 | COIL, 115 V AC #D71221031 FOR FURNAS MAGNETIC CONTROLLER 42FB35ACD8-208-220/440 COIL ON THAW SHED HEATERS AND #1 PRECIP. RAPPERS. |  |  | D71221031 | 2FA8A29 | 5 | EA | 156.9
PETE | 7901064 | 10.508.775 | HEATER, STRIP TYPE SN CHROMALOX 120V 100 WATT CAT. #SN910. |  |  | PCN-132919 | 2FA7F23 | 2 | EA | 92.66
PETE | 2904099 | 10.500.548 | SEAL, 2" SELCO, STYLE #701, 304 S.S. W/GRAPHOSEAL ELEMENT FOR HIGH PRESSURE - HIGH TEMPERATURE SYSTEMS. |  |  |  | 2FA21E21 | 35 | EA | 348.25
PETE | 6001813 | 10.523.389 | TRANSMITTER, THERMOCOUPLE (TYPE J), FOR PETE #1 & #2 STACK MONITORS (SO2 & O2), ACROMAG MODEL 450T. |  |  | 4509C99H01 | 4FA5H15 | 1 | EA | 440
PETE | 6004048 | 10.511.930 | TRANSMITTER, TEMPERATURE-MILLIVOLT, 0-5 MV INPUT, FOR CENTURY MODEL 479, MFT. P/N STT350-0-EP00-0000-MB000EF-000-00001C. |  |  | 81277 | 1FA1L1 | 1 | EA | 704
PETE | 6626144 | 10.529.058 | FRAME, FOR MICREMAT FILTERS, MODEL 20X20X1.75, USED SCANNER AIR FAN DUCT FILTER AREA EWS 7 |  |  | TF-20202 | SB5A4A10 | 3 | EA | 18.54
PETE | 5901156 | 10.501.357 | SHOE, BRAKE, USED ON MAIN & AUX HOIST FOR DRESSER, MODEL DLHDDMR30, MANUFACTURER PART NO = SA1496, S/N 54-38579. |  |  | SA1496 | 2FA6D19 | 6 | EA | 914.52
PETE | 5901125 | 10.527.869 | CONTACT, BLOCK PT NO. 25048 FOR TYPE P.B.C. PUSH BUTTON STATION 2 STATIONARY CONTACTS RIGHT SIDE ONLY MFG. BY EUCLID ELECTRIC MFG. CO. USED ON TURBINE ROOM CRANE SERIAL NO. 8837 |  |  | 25048 | 2FA6F30 | 2 | EA | 10.52
PETE | 5402812 | 10.521.038 | RELAY, CONTROL, AIR BREAKER, WESTINGHOUSE ELECTRIC CO. MODEL DB-25, FOR PETE COAL CONVEYORS. |  |  | 33A2746G32 | 2FA7G22 | 1 | EA | 2495
PETE | 5706366 | 10.514.022 | BELT, V-DRIVE, CUT LENGTH- 72, TOP WIDTH- .5 DESC- GRIPNOTCH, DAYCO AX-70. |  |  | B83FL61065 | 2FA21D27 | 5 | EA | 30.8
PETE | 7001169 | 10.525.682 | BEARING,BALL,SINGLE ROW,RADIAL,MEDIUM SERIES, 17 MM BORE,2 SHIELDS |  |  | F10BH70568 | 1FA7E55 | 1 | EA | 5.38
PETE | 6001898 | 10.517.793 | KIT, HARDWARE, ELECTRONICS ASSY, ITEM 9,12,7,14,17 FOR ROSEMOUNT UNILOC INC, MODEL 1151GP4E12, STYLE TRANSMITTER,MANUFACTURER PART NO = 01151-0030-0001 |  |  | 0115100300001 | 2FA19H26 | 1 | EA | 18
PETE | 5601196 | 10.521.055 | RELAY, OVERLOAD, ADJUSTABLE 4.5-6.5 AMP, ABB #TA25DU6.5. USED WITH PAYNE 11R-2-5HP REVERSING MOTOR STARTER ON PETE 1 COMBUSTION CONTROLS. |  |  | TA25DU6.5 | 2FA17E54 | 2 | EA | 190
PETE | 5015014 | 10.520.710 | RELAY, DIGITAL OUTPUT, D0820, NORMAL OPEN |  |  | 3BSE008514R1 | 2FA24A12 | 2 | EA | 699
PETE | 5015055 | 10.514.813 | BREAKER, CIRCUIT, MOTOR, W/PROTECTION TRIP BLOCK INSTALLED, PKZ2/ZM-40 (32. . . 40) |  |  | HB000602P0011 | 2FA24F18 | 1 | EA | 470.81
PETE | 5606602 | 10.520.905 | RELAY, FOR DRESSER INDUSTRIES, MODEL ELECTROMTC, TYPE RELIEF VALVE MANUFACTURER PART NO = 4238401 |  |  | 4238401 | 2FA23F3 | 1 | EA | 83.67
PETE | 7005386 | 10.534.647 | SPROCKET, SILENT CHAIN, CHAIN WDTH- 3 BORE- 2.9375, TEETH/HUB- 25/A. |  |  |  | 1FA3G20 | 1 | EA | 521.93
PETE | 7005387 | 10.522.381 | SPROCKET, SILENT CHAIN, CHAIN WDTH- 3 BORE- 3.3125, TEETH/HUB- 34/A. |  |  |  | 1FA3G21 | 1 | EA | 676.35
PETE | 3914192 | 10.521.153 | ROTOR, FOR VALVE CONTROL ACTUATOR LIMITORQUE, MODEL SMB, TYPE B-15982 MANUFACTURER PART NO = 27 |  |  | 27 | 1FA16E28 | 2 | EA | 50.78
PETE | 6704497 | 10.507.744 | COUPLING, COMPLETE AMERIGEAR, W/FLUID DRIVE HALF COUPLING, PUMP HALF COUPLING & SPACER, FOR FOR AMERIGEAR, MODEL 8BB21310, MANUFACTURER PART NO= 1678A, S/N 703600. |  |  | 1678A | SB1MA6 | 1 | EA | 9488.53
PETE | 6718385 | 10.519.092 | LUG, SEAL, PT#HO4065-000-2, FOR MARLEY HYDROMATIC PUMP, MODEL SL4 3000 M4-4, USED AS OILY WASTE PUMP IN WATER TREATMENT |  |  | HO4065-000-2 | 2FA4F18 | 5 | EA | 201
PETE | 5009273 | 10.508.958 | JOINT, EXPANSION, SUCTION, 34.5" X 31.5" X 18", FF STYLE, 1000 ECC TAPER, BUTYL TUBE & COVER W/POLY REINFORCEMENT, DNL FILLED WIDE ARCHES COMPLETE W/SPEC DRILLING FLANGES, USED ON 122-3, 122-4, 122-5 ABSORBER RECYCLE PUMPS. |  |  | 204 | SB3K1B6 | 1 | EA | 5415
PETE | 5604924 | 10.531.700 | O-RING, PISTON, 50". FOR USE ON UNIT NO. 2, PCV-9 VALTEK 50 SQUARE INCH ACTUATOR SUBASSEMBLY, 2.00" SPUD, HEAVY DUTY DUAL SPRING. |  |  | 001182.651.000 | 1FA2E35 | 2 | EA | 187.5
PETE | 6407452 | 10.509.704 | MOTOR, ELECTRIC-AC, HORSEPOWER- 1, RPM- 1140 FRAME- R56HC,230/460 VOLTS,4/2 AMPS,3 PHASE,60 HZ, INS CLAS B,TYPE P,SERVICE FACTOR 1.0,CONTINUOUS DUTY,40 C AMB. |  |  | P56 H3149 | 4FA51A10 | 2 | EA | 433
PETE | 7901066 | 10.530.117 | HEATER, STRIP TYPE, CHROMALOX PT#PT615, 120V 150WATT. (NEW PART #131967) |  |  |  | 2FA7F23 | 6 | EA | 219.3
PETE | 5401018 | 10.521.053 | RELAY, OVERLOAD, W/ RESET BUTTON, COMPLETE, FOR PETE #1 MOTOR CONTROL CENTERS, NEMA SIZE 1, CUTLER-HAMMER CONTACTOR MODEL 63-3, #965H161G, CONTACTOR #804. |  |  | 10-1308-5 | 2FA7A36 | 1 | EA | 68.22
PETE | 3910055 | 10.504.797 | KIT, POWER UNIT, FOR OIL VALVE HYDRAMOTOR, MODEL H24Z1754, UNIT BLR 2 MANUFACTURER PART NO = S106929B402 |  |  | S106929B402 | 1FA16B7 | 1 | EA | 2904
PETE | 5607195 | 10.518.867 | LENS, RED, STYLE R-1251 USED ON MACKWORTH REESE PUSHBUTTON OPERATORS, TYPERB BLOCK, 115 V.-60 CY. USED ON PUSH BUTTON OPERATORS FOR SYNTRON FEEDERS AT TRACK HOPPER. |  |  |  | 2FA16E59 | 9 | EA | 18
PETE | 5206200 | 10.503.771 | DIAPHRAGM, ACTUATOR, USED ON #25 AIR MOTOR. ITT PART #1929. |  |  | 1929 | 2FA18D28 | 1 | EA | 266.5
PETE | 5401449 | 10.530.500 | INTERLOCK, N.C., CUTLER HAMMER PT. 10933H21 FOR SIZE 4, # 836 CONTACTOR FOR UNIT 1 MOTOR CONTROL CENTERS. |  |  |  | 2FA7E53 | 3 | EA | 15.63
PETE | 5403049 | 10.507.035 | BREAKER, CIRCUIT, 225A, 600V, 3-PHASE, 1000-2250 ADJ., 40 DEG C.. |  |  | TFK-236225WL | 2FA7B25 | 1 | EA | 1077.74
PETE | 6613057 | 10.531.462 | NUT, 1.5X8", ITEM 21, DWG 9-H-112,GR. 1&3 FOR HIGH PRESS FLANGE CROSSOVER PIPE, WESTINGHOUSE ELECTRIC CO, S/N 13A2802-1 TURBINE, AREA PETE 1. |  |  | 460B497124 | 2FA3D27 | 6 | EA | 115.32
PETE | 5617207 | 10.505.326 | RELAY, POTTER & BRUMFIELD #KUP14D15, 110 VDC, 10A, 1/4 HP, 120 VAC, 6 2/3A, 1/3 HP, 250 VAC, APPLIANCE RATING 10A, 250V. |  |  | KUP14D15 | 2FA11E53 | 2 | EA | 40.88
PETE | 1602308 | 10.515.359 | CONNECTOR, BNC CABLE JACK, RG59, OUTER CLAMP/ INNER SOLDER ATTACHMENT, MILITARY #UG-261/U. |  |  | 31-015 | 1FA4F6 | 3 | EA | 45.84
PETE | 5701770 | 10.533.230 | RELAY, PANEL, TYPE 255XBXP, MARK #6V-6004, DWG. # 2345-3, -20, -51 & -56, A-S-H CONTRACT #CA2345, FOR PETE #1 BOTTOM ASH SYSTEM. |  |  |  | 1FA7F10 | 3 | EA | 786.63
PETE | 5413352 | 10.505.081 | PAWL ASSY, A-C #18-657-485-536, ITEM #5, BOOK 18X5166-01 PG #9 FOR ALLIS-CHALMERS 4160 SWITCHGEAR USED ON PETE #2, 3, AND COAL HANDLING. |  |  | 18-657-485-536 | 2FA24G24 | 1 | EA | 225.11
PETE | 5607538 | 10.511.655 | SWITCH, PUSH BUTTON, USED ON PULVERIZERS BLAST GATE CONTROLS. |  |  | 2D162 | 1FA4F9 | 3 | EA | 374.28
PETE | 5901126 | 10.515.568 | CONTACT, BLOCK PT NO. 25049 FOR TYPE P.B.C. PUSH BUTTON STATION 4 STATIONARY CONTACTS MFG. BY EUCLID ELECTRIC MFG. CO. USED ON TURBINE ROOM CRANE SERIAL NO. 8837 |  |  | 25049 | 2FA6F30 | 1 | EA | 5.94
PETE | 6716630 | 10.501.896 | GASKET, STAGE 1-BODY, INDEX 101-3, FOR NASH ENGINEERING CO, MODEL AT-3004E, MANUFACTURER PART NO = 101-3 |  |  | 101-3 | 4FA70A2 | 2 | ST | 58.48
PETE | 5610018 | 10.511.233 | SWITCH, MICRO, HONEYWELL, NO. BZ-2RW 843589-P4, 10 AMP, 250 OR 480 V AC 1/2 A 125 V DC, 1/4 A 250 V DC USED IN AGASTAT TIME DELAY RELAY. |  |  | BZ-2RW 843589-P4 | 1FA5E29 | 5 | EA | 30.15
PETE | 5613327 | 10.157.810 | GASKET FOR FISHER CONTROL VALVE MODEL EHS-503, SIZE 2" MFG PART # 26A5308X012 |  |  | 26A5308X012 | 2FA25F40 | 2 | EA | 173.96
PETE | 5403045 | 10.500.717 | BREAKER, CIRCUIT, AMPS- 70A, VOLTS- 600V, PHASE- 3 |  |  | THED136070WL | 2FA7B26 | 2 | EA | 600
PETE | 6106634 | 10.516.750 | FLOWMETER, DWYER SERIES VF FLOAT MODEL VFA-BV-4 1-10 SCFH RANGE 2" SCALE 43/32" HIGH |  |  |  | 2FA14F48 | 3 | EA | 76.2
PETE | 5003970 | 10.519.490 | NOZZLE, FOG, SPRAY, 90 DEG. SPRAY, 1/2" MALE PIPE, 316 STAINLESS STEEL MATERIAL. |  |  | 1/2HH-20SS35WSQ | 2FA15C22 | 48 | EA | 1548.48
PETE | 5206942 | 10.518.754 | KIT, KOP, FOR LAPP PULSAFEEDER, MODEL 7120, MANUFACTURER PART NO = WKEBGA316, S/N K5912 |  |  | WKEBGA316 | 2FA18C30 | 1 | EA | 460
PETE | 7005319 | 10.515.765 | GRIDMEMBER,COUPLING, REPLACEMENT FOR FALK COUPLING 130T20. |  |  | K62IT96485 | 1FA7C27 | 1 | ST | 325.14
PETE | 5604882 | 10.532.323 | PLUG, EQ % FOR FISHER CONTROL VALVE MODEL ED, SIZE 1 1/2" MFG PART # 15A6482X112 S/N 11159269 |  |  | 15A6482X112 | 1FA2F32 | 1 | EA | 213.55
PETE | 5604883 | 10.522.031 | SEAT, RING FOR FISHER CONTROL VALVE MODEL ED, SIZE 1 1/2" MFG PART # 15A6504X052 S/N 11159269 |  |  | 15A6504X052 | 1FA2F28 | 1 | EA | 102.61
PETE | 5610105 | 10.505.453 | SWITCH, MICRO, #BZ-R814-P4 & 6259-218, 125 VAC/1/8 HP, 250VAC/1/4 HP. |  |  | BZ-R814-PB | 1FA5E30 | 9 | EA | 238.95
PETE | 5603218 | 10.506.346 | ADAPTER, FEMALE FOR FISHER CONTROL VALVE MODEL 657-ED, SIZE 34 MFG PART # 1F12440101 S/N 46997199 |  |  | 1F12440101 | 1FA2F60 | 5 | EA | 5.55
PETE | 5603219 | 10.506.342 | ADAPTER, MALE FOR FISHER CONTROL VALVE MODEL 657-ED, SIZE 34 MFG PART # 1F1248-0101 S/N 4697199 |  |  | 1F12480101 | 1FA2F60 | 24 | EA | 74.4
PETE | 6001544 | 10.527.724 | CONNECTOR, SCREW TERMINAL, W/ COLD JUNCTION SENSOR, 18 PINS, GENERAL PURPOSE I/O, UMAC MODEL AC1800, FOR PETE & EWS COMPUTER INPUT CABINETS. |  |  | AC1800 | 2FA24A17 | 0 | EA | 0
PETE | 5610261 | 10.523.214 | SWITCH, PRESSURE, MERCOID, SERIES "A" TYPE AP-41-153, 120VDC/4A, 10-50 PSIWATER COLUMN NO 3 CHEMICAL FEED TANK. |  |  | AP41-153-33 | 2FA7C5 | 1 | EA | 204
PETE | 5009683 | 10.064.241 | FUSE, 2 AMP, USED ON MODEL 43B SO2 ANALYZER (5 PER BOX). |  |  | MDL-2 | 2FA16E50 | 11 | EA | 32.89
PETE | 6002770 | 10.515.259 | CAPACITOR, INSTRUMENT, MODEL- 25 KVA INVERTER TYPE- 25 MFD, DESC- 300 VAC. |  |  |  | 2FA17B50 | 0 | EA | 0
PETE | 5402505 | 10.522.735 | SWITCH, SNAP, DOUBLE PULL, DOUBLE THROW, CLASS 9007, TYPE CO-3, FOR SQUARE D VACUUM SWITCH, CLASS 9016,TYPE BMW, RANGE 0.5-29", HG DIFFERENTIAL 2"-8", HG SETTINGS 17" & 20". |  |  | ************************* | 1FA5E22 | 4 | EA | 229.2
PETE | 5604928 | 10.532.157 | O-RING, YOKE, 50". FOR USE ON UNIT NO. 2 VALTEK 50 SQUARE INCH ACTUATOR SUBASSEMBLY, 2.00" SPUD HEAVY DUTY DUAL SPRING. |  |  | 001184.651.000 | 1FA2E33 | 2 | EA | 94.62
PETE | 5606403 | 10.527.524 | COIL, DC, FOR RELAY GENERAL ELECTRIC COMPANY, AREA PETE MANUFACTURER PART NO = 6275083G2 |  |  | 6275083G2 | 2FA7E33 | 5 | EA | 83.35
PETE | 6004030 | 10.507.668 | CAPACITOR, 10 MFD, 25V, DEB COMBUSTION CONTROL, MALLORY #VTN10T25. |  |  | VTN10T25 | 1FA1E2 | 2 | EA | 48.8
PETE | 6621218 | 10.503.979 | FUSE 1.5 AMP DWG # 323A2357P21, MARK VI TURBINE CONTROLS, EWS #7. |  |  | 323A2357P21 | 2FA2E39 | 1 | EA | 4
PETE | 5007309 | 10.520.793 | RESISTOR, 3.3K 10 WATTS, FOR RESEARCH COTTRELL INC., MODEL STI1200101, STYLE UPS MANUFACTURER PART NO = 8060332 |  |  | 8060332 | 4FA3E29 | 10 | EA | 150
PETE | 5403044 | 10.514.828 | BREAKER, CIRCUIT, AMPS- 40A, VOLTS- 600V, PHASE- 3 |  |  | THED 136040WL | 2FA7B27 | 1 | EA | 264.2
PETE | 5308017 | 10.523.763 | VALVE, 18" BUTTERFLY, HIGH PERFORMANCE DESIGN, WAFER STYLE, CLASS 150, CS BODY, 316 S.S. DISC & STEM. RTFE SEATS & SEALS, GEAR OPERATED. USED FOR MANUAL ISOLATION AND BYPASS OF COG HEATER. |  |  | 401-180-100-G | SB3N2C3 | 2 | EA | 8412
PETE | 5302304 | 10.512.150 | WASHER, LOCK, SHAKE PROOF INTERNAL, DETAIL 48, FOR DIAMOND POWER, MODEL IR-3 SOOTBLOWER. |  |  | 869019-2500 | 1FA8F16 | 29 | EA | 12.18
PETE | 5704486 | 10.507.463 | BRICK, WEAR, TWO HOLES WITH STEEL INSERTS & COVERS. (4 1/2" X 9" X 3/4") FOR COAL HANDLING, (10 PER CARTON) "DO NOT SUBSTITUTE" |  |  | W54590075-0 | 4FA50B2 | 39 | CAR | 3533.79
PETE | 5109490 | 10.529.790 | GASKET, P/N 9202069 HYD SYS SUCTION FILTER FOR R35 EUCLID TRUCKS. |  |  | 9202069 | 2FA6E54 | 6 | EA | 12.3
PETE | 5206385 | 10.502.690 | VALVE, DIAPHRAGM, SIZE/CONN- 3 FLG BODY MATL- RBR LINED, DIAPH MATL- W/ACT MANUFACTURER PART NO. = ITT 2521-M-34-3325 |  |  | 2521-M-34-3325 | SB5A4B3 | 2 | EA | 2822.4
PETE | 5607532 | 10.510.222 | RESISTOR, GENERAL PURPOSE, OHMS- 100 K, VOLTS- 2 W TYPE- 10% |  |  |  | 1FA4E7 | 6 | EA | 3.24
PETE | 6006858 | 10.527.980 | CONPENSATOR, AUTOMATIC TEMPERATURE, RYTON BODY, -5 TO 110 DEG. C, W/ 6" LEAD, SPADE LUG STYLE, FOR PH MONITOR CONTROLLERS, MODELS 7773 & 7779 MOUNTINGS. |  |  | 31022289 | 1FA1C37 | 6 | EA | 658.8
PETE | 5404861 | 10.514.830 | BREAKER, CIRCUIT, AMPS- 90A, THERMAL MAGNETIC. |  |  | HHED63B090 | 2FA7D15 | 1 | EA | 475
PETE | 5401891 | 10.527.910 | CONTACTS, CUTLER HAMMER PT.6-3-4 FOR SIZE 1 #805 CONTACTOR FOR UNIT 1 MOTOR CONTROL CENTERS. |  |  |  | 2FA7E52 | 7 | ST | 113.82
PETE | 5206648 | 10.534.921 | JC GRIPP ASSOCIATES MICROSWITCH, SUB ASSEMBLY MAGNETIC, 1580 COMPOSITE SAMPLERS AT WASTE TREATMENT PLANT ASH POND DISCHARGE & SCREENWELL INTAKE. |  |  | 6-1484-033 | 1FA5E22 | 3 | EA | 26.07
PETE | 5503861 | 10.518.677 | KEY, LOCKING, FOR PENNSYLVANIA CRUSHER CORP. TK15-44BD COAL CRUSHERS, 1-1 & 1-2, S/N 3107 & 08, DWG. #L-0702-01, MFT. P/N 175002-0150. |  |  | 175002-0150 | 2FA1E1 | 2 | EA | 100.32
PETE | 3914232 | 10.522.147 | SOLENOID, 120 V., 60 CY. DUTY C, CAT. #609WA96BW, S/N 20151-1 USED ON SOV-1 LUBE OIL TO OIL CONDITIONER. |  |  | 609WA96BW | 1FA16A7 | 1 | EA | 2453
PETE | 5206951 | 10.527.926 | CONTROLLER, SC100, FOR SCATTER TRIBIDIMETER HACH COMPANY, STANDARD SURFACE SCATTER 7 , MODEL 15625 SER NO = 1390. |  |  | LXV401.52.00002 | 2FA18C24 | 1 | EA | 4003.84
PETE | 6708902 | 10.504.460 | GASKET, VOLUTE, ITEM 11-A, FOR PACIFIC PUMP CO., MODEL 11-20121-1, S/N GLR28061. |  |  | 11001340X006 | 2FA5D20 | 6 | EA | 90
PETE | 5402982 | 10.514.344 | BRACKET, CLOSE LATCH FOR AIR CIRCUIT BREAKERS SIEMENS-AC, DESC 4KV MANUFACTURER PART NO = 15-171-367-00-002 |  |  |  | 1FA5E23 | 1 | EA | 6.5
PETE | 5607184 | 10.523.273 | SWITCH, TORQUE #AB-166 D.C. (#MT-4R-A28) DWG. #A-360-34, USED ON CRANE TELEDYNE MOTORIZED VALVE OPERATORS. |  |  | MT-4R-A28 | 1FA5E27 | 3 | EA | 12.9
PETE | 7002367 | 10.501.794 | BEARING,ROLLER,35 MM BORE,72 MM OD, 2.125 IN WIDTH DOUBLE ROW, WITH INNER RACE. |  |  |  | 1FA6E65 | 4 | EA | 90.36
PETE | 6001551 | 10.510.311 | POWER SUPPLY, 115 VAC INPUT, +/- 15VDC OUTPUT @ 2A. |  |  | AC1307 | 2FA24A20 | 0 | EA | 0
PETE | 5109693 | 10.504.302 | FILTER, ENGINE AIR, FOR LEROI Q250DP PORTABLE AIR COMPRESSOR, S/N 3120X210, W/ PERKINS ENGINE #LD70160U184904P & COMPRESSOR MODEL A219-89. |  |  | AF437KM | SB1CE5 | 2 | EA | 22.66
PETE | 5109694 | 10.528.924 | FILTER, OIL (COMPRESOR), FOR LEROI Q250DP PORTABLE AIR COMPRESSOR, SERIAL NO. 3120X210 WITH PERKINS ENGINE #LD70160U184904P AND COMPRESSOR MODEL A219-89 AT PETE. |  |  | 43-837-1 | SB1CE5 | 1 | EA | 10.49
PETE | 5109695 | 10.528.929 | FILTER, OIL (ENGINE), FOR LEROI Q250DP PORTABLE AIR COMPRESSOR, SERIAL NO. 3120X210 WITH PERKINS ENGINE #LD70160U184904P AND COMPRESSOR MODEL A219-89 AT PETE. |  |  | LF701 | SB1CE5 | 5 | EA | 24.95
PETE | 5704318 | 10.511.676 | SWITCH, SPEED, CENTIFUGAL ACTION, FLYWEIGHT TYPE (HEAVY), LIGHT SPRING, EXPLOSION PROOF, CLASS II, 115 VAC (7.5A), 230 VAC (2.5A), ONE SPDT N.O. CONTACT, CLOSES ON INCREASE & ONE SPDT N.C. CONTACT, CLOSES ON DECREASE, 20 TO 100 RPM. |  |  | 2210-132CC9 | 2FA1B27 | 2 | EA | 3437.54
PETE | 5607092 | 10.500.151 | GAUGE, PRESSURE, 0-100 PSI, FOR US GAUGE, USED 1/2 ID FAN CONSOLES CAT NO = P845FF-138046 |  |  | P845FF-138046 | 2FA22F3 | 2 | EA | 25.68
PETE | 7005310 | 10.510.875 | SEAL KIT, FOR FALK 13F COUPLING. |  |  | 13F | 1FA7E51 | 2 | EA | 103.92
PETE | 5606379 | 10.532.900 | RELAY, CONTROL, STRUTHERS-DUNN 12-PIN, PLUG-IN FRAME 219, CAT. #219ABAP 2 SPDT & (1) EACH N.O. & N.C. CONTACTS 115 VOLTS 60 CYCLES COIL, FOR UNIT #2POWDEX SYSTEM. |  |  | 219ABAP-2-SPDT | 2FA7E12 | 2 | EA | 540
PETE | 5012415 | 10.500.173 | MOTOR, ELECTRIC-AC, STUD MOUNTED, 1/40" HP, RPM- 1550, STUD MOUNTED, 115 VOLTS, SINGLE PHASE, 60 HZ, REVERSIBLE ROTATION, 5/16" X 2" SHAFT SIZE. |  |  | 4M218 | 2FA8C19 | 2 | EA | 110
PETE | 5606334 | 10.521.078 | RELAY, TIME DELAY, 10-200 SEC DELAY, 120VDC OPERATING VOLTAGE AGASTAT TYPE7012PEL |  |  | 7012 PEL | 2FA7G4 | 1 | EA | 485
PETE | 5009601 | 10.503.564 | COIL, VALVE, FOR SOLENOID VALVE (JKH8342C3MS), 120 VAC / 60 CY., 3/16" ORIFICE, 3/8" PIPE, 3-WAY DIRECT, N.C., 150 PSI + AIR, 150 PSI H2O, 150 PSI OIL. |  |  | 077566-001 | 2FA17B37 | 1 | EA | 258
PETE | 5607404 | 10.510.504 | RELAY, HORN, PANALARM MODEL #50-X3, 125 VOLT D.C., FOR ANNUNCIATOR ON POWDEX PANEL |  |  |  | 2FA7C6 | 1 | EA | 30.12
PETE | 5601174 | 10.536.085 | VALVE, EQUALIZING, 6000 PSI AT 200 DEG F AND 1500 PSI AT 850 DEG F. MANUFACTURER PART NO. = M1HIC-4 |  |  | M1HIC-4 | 2FA17A15 | 2 | EA | 401.56
PETE | 2901155 | 10.517.478 | GASKET, HAND HOLE, OVAL, SIZE 8" X 10" X 1/4" X 1" WIDE WOVEN #600 OR EQUAL. |  |  |  | 1FA4A27 | 4 | EA | 91.56
PETE | 5005955 | 10.530.169 | GASKET, TANK, RUBBER, 18" X 30" X 1/4" THICK, D-SHAPED, CLEAN-OUT DOOR, DIAPHRAGM REINFORCED, W/ 29 - 7/8" HOLES, FOR PETE DEWATERING FILTER FEED TANKS. |  |  | 3205-115-FFTC | 4FA50A1 | 4 | EA | 440
PETE | 6708271 | 10.521.583 | SEAL, TETRASEAL, FOR ENPO-CORNELL, MODEL 150-M, TYPE SUMP MANUFACTURER PART NO = TS38-259. |  |  | TS38-259 | 2FA5H2 | 2 | EA | 1.2
PETE | 5607444 | 10.504.746 | LAMP, IND MASTER SPEC CAT #2010A ROTO-TELLITE SERIES 1100 P/N 1401 F.F. #13222-6-71A4 FOR #2 MAIN CONTROL BOARD. |  |  |  | 2FA16F58 | 1 | EA | 120.63
PETE | 5009272 | 10.530.532 | JOINT, EXPANSION, SUCTION, 40.5" X 31.5" X 24", FF STYLE 1000, ECC TAPER, BUTYL TUBE & COVER, POLY REINFORCEMENT, DNL FILLED WIDE ARCHES COMPLETE W/SPEC DRILLING FLANGES USED ON 121-1,2,3,4,5 & 122-1,2,6,7,8 ABSORBER RECYCLE PUMPS. |  |  | 204 | SB3K1B8 | 1 | EA | 5647.5
PETE | 5206491 | 10.501.161 | TUBING, RUBBER, MICRO, PURE GUM, AMBER CAT#S-73675 |  |  | S-73675 | 2FA18E36 | 8 | PQ | 50.16
PETE | 6101168 | 10.516.432 | DIAPHRAGM, FOR YARWAY BOILER DRUM LEVEL INDICATORS UNITS 1, 2, 3. MANUFACTURER PART NO. = 930365 |  |  | 930365 | 2FA22E32 | 1 | EA | 71
PETE | 6101169 | 10.510.591 | SEAL, RING, BACKING PLATE, PT. #935559 FOR YARWAY BOILER DRUM LEVEL INDICATORS UNITS 1, 2, 3. |  |  | 935559 | 2FA22E32 | 1 | EA | 29
PETE | 6101170 | 10.517.642 | GASKET, SPIRAL WELL, PT #930486-02 FOR YARWAY BOILER DRUM LEVEL INDICATORS, UNITS #1, 2 & 3. |  |  | 930486-02 | 2FA22E32 | 1 | EA | 12.18
PETE | 5603022 | 10.502.162 | PACKING, TEFLON ASSY, FOR ANCHOR/DARLING VALVE CO, LEVEL CONTROL VALVE 1,2&4, MANUFACTURER PART NO = 70-11-0670-10, S/N 70-61619, 20 & 23 |  |  |  | 1FA2F51 | 1 | ST | 347
PETE | 6001455 | 10.535.503 | TRANSDUCER, LVDT/HOUSING, BENTLY NEVADA #27465-01-00 RANGE PLUS OR MINUS 5" FOR SUPERVISORY INSTRUMENTATION, UNIT #1. |  |  | 27465-01-00 | 4FA50B14 | 1 | EA | 2225
PETE | 5401905 | 10.500.358 | COIL, THERMAL OVERLOAD TRIP, .800 - .885 AMPS, FOR PETE #1 MOTOR CONTROL CENTERS. |  |  | 10177H1016 | 2FA7F54 | 4 | EA | 136.28
PETE | 3908501 | 10.524.074 | VALVE, GATE, SIZE/CONN- .75 SW BODY/TRIM- CARP 20 MANUFACTURER PART NO. = |  |  |  | 4FA56A2 | 2 | EA | 385.26
PETE | 5216157 | 10.528.981 | ELL, RIGHT ANGLE, FOR SULFUR ANALYZER LECO CORPORATION, MODEL 521/532 MANUFACTURER PART NO = 550-119 |  |  | 550-119 | 2FA18F52 | 5 | EA | 64.2
PETE | 5206602 | 10.504.906 | MOTOR, STIRRING, FOR AUTOMATIC SILICA ANALYZER HACH COMPANY, MODEL 651B, TYPE ANALYZER MANUFACTURER PART NO = 3277-56 |  |  | 3277-56 | 2FA18A30 | 3 | EA | 295.89
PETE | 5007635 | 10.532.469 | PROBE, LEVEL W/5'INSERTION LENGTH W/3"-150# FLANGE DREXELBROOK ENGINEERING, MODEL 60 MANUFACTURER PART NO = Y700-2-57 |  |  | Y700-2-57 | SB3B2A6 | 2 | EA | 1840
PETE | 6707404 | 10.511.781 | VALVE, PILOT, FOR SANDPIPER PUMP WARREN RUPP, MODEL 2A2 A, TYPE DA-1-A MANUFACTURER PART NO = 031-006-000 SER NO = 14613. |  |  | 031-006-000 | 2FA4C8 | 1 | EA | 430.62
PETE | 6707409 | 10.521.900 | SEAL, U-CUP, FOR SANDPIPER PUMP WARREN RUPP, MODEL 2A2 A, TYPE DA-1-A MANUFACTURER PART NO = 720-004-360 SER NO = 14613. |  |  | 720-004-360 | 2FA4F10 | 5 | EA | 7.45
PETE | 6707411 | 10.508.290 | DIAPHRAGM, ITEM 48, FOR WARREN RUPP, MODEL 2A2 A, MANUFACTURER PART NO = 286-007-365, S/N 14613. |  |  | 286-007-365 | 2FA4G6 | 2 | EA | 102.8
PETE | 6707413 | 10.527.210 | BUMPER, DIAPHRAGM PLATE, FOR WARREN RUPP, MODEL 2A2 A, TYPE DA-1-A MANUFACTURER PART NO = 132-002-360 SER NO = 14613. |  |  | 132-002-360 | 2FA4F9 | 2 | EA | 7.64
PETE | 6707417 | 10.524.229 | VALVE, FLAP, FOR SANDPIPER PUMP WARREN RUPP, MODEL 2A2 A, TYPE DA-1-A MANUFACTURER PART NO = 338-010-357 SER NO = 14613. |  |  | 338-010-357 | 2FA4C6 | 4 | EA | 62.36
PETE | 6707419 | 10.517.624 | GASKET, SEAT, ITEM 58, FOR WARREN RUPP, SANDPIPER PUMP MODEL 2A2 A, MANUFACTURER PART NO = 360-011-425 S/N 14613. |  |  | 360-011-425 | 2FA4D8 | 4 | EA | 11.56
PETE | 6707421 | 10.507.487 | BUMPER, DIAPHRAGM, ITEM 2, FOR WARREN RUPP, MODEL SA1A, SIZE/DESC DA1 MANUFACTURER PART NO = 132-007-360, S/N 1584 |  |  | 132007360 | 2FA4F7 | 6 | EA | 5.64
PETE | 6707424 | 10.503.781 | DIAPHRAGM, ITEM 16, FOR WARREN RUPP, MODEL 2A2 A, MANUFACTURER PART NO = 286-008-365 S/N 1584 |  |  | 286-008-365 | 2FA4D7 | 2 | EA | 61.2
PETE | 6707430 | 10.533.924 | SEAT, VALVE, FOR SANDPIPER PUMP WARREN RUPP, MODEL 2A2 A, TYPE DA-1 MANUFACTURER PART NO = 722-021-365 SER NO = 1584 |  |  | 722-021-365 | 2FA4F5 | 2 | EA | 23.14
PETE | 6707431 | 10.502.114 | NUT, ELASTIC STOP, ITEM 36, FOR WARREN RUPP, MODEL 2A2 A, TYPE DA-1 MANUFACTURER PART NO = 547-004-330 SER NO = 1584. |  |  | 547-004-330 | 2FA4F4 | 6 | EA | 1.2
PETE | 6707435 | 10.536.696 | WASHER, SEALING, FOR SANDPIPER PUMP WARREN RUPP, MODEL 2A2 A, TYPE DA-1 MANUFACTURER PART NO = 901-012-180 SER NO = 1584. |  |  | 901-012-180 | 2FA4F3 | 2 | EA | 0.4
PETE | 6707436 | 10.514.903 | BUMPER, ACTUATOR, FOR WARREN RUPP, MODEL 2A2 A, TYPE DA-1 MANUFACTURER PART NO = 132-010-358 SER NO = 1584 |  |  | 132-010-358 | 2FA4F3 | 12 | EA | 12.24
PETE | 6707438 | 10.503.922 | CLIP, ASSY, FOR WARREN RUPP, MODEL SA1-A, TYPE DA-1 MANUFACTURER PART NO =210-005-080 SER NO =1584. |  |  | 210-005-080 | 2FA4F2 | 2 | EA | 0.92
PETE | 5003793 | 10.518.361 | LAMP, AMBER LENS, ASSY FOR DIALCO, STYLE ANALYZER MANUFACTURER PART NO = L0090 |  |  |  | 2FA14F50 | 4 | EA | 19.24
PETE | 6001311 | 10.520.149 | POWER SUPPLY, 0-50VDC, ACOPIAN MODEL A050MX85, FOR HONEYWELL TRANSMITTERS. |  |  | A050MX85 | 2FA17D40 | 2 | EA | 931.5
PETE | 5216146 | 10.529.027 | ELECTRODE, ATC TEMP PROBE, FOR PH METER BECKMAN INSTRUMENTS, MODEL PHI63/70, STYLE METER. |  |  | BKA58722 | 1FA1F53 | 4 | EA | 367.56
PETE | 5216148 | 10.529.026 | ELECTRODE, FUTURA PH, FOR PH METER BECKMAN INSTRUMENTS, MODEL PHI63, STYLE METER. |  |  | BKA57198 | 1FA1B26 | 6 | EA | 945.24
PETE | 4901068 | 10.516.415 | DETECTOR, FIRE, MODEL/SN- DFS-2, USED/AREA- 3 EDSC- FLAME |  |  |  | 1FA11D3 | 4 | EA | 3200
PETE | 6006545 | 10.517.596 | GEAR, FIBER, IDLER & BEARING ASSY., ACTUATOR, FOR PETE AIR DAMPER DRIVE UNITS, L & N MODEL 10260. |  |  | 9640 | 1FA1D45 | 1 | EA | 108.77
PETE | 7004148 | 10.526.360 | BELT, V-DRIVE, CUT LENGTH- 93, TOP WIDTH- 2/3, DAYCO BX90, (MATCHED SET OF4). |  |  | I54ST19704 | SB3B1WALL | 2 | ST | 74.68
PETE | 4005046 | 10.535.386 | SWITCH, WESTINGHOUSE QUICKLAG C BREAKER. 1 POLE 120/240 VOLTS AC, 20 AMP, USED IN WESTINGHOUSE PANELBOARD LIGHTING DISTRIBUTION CABINETS CAT. #QCL1020. |  |  |  | 1FA5A22 | 6 | EA | 15.36
PETE | 3908770 | 10.512.061 | VALVE, BALL, UNI-DIRECTIONAL "SINGLE FLOW", VALVE TECHNOLOGIES, 2 1/2" BW, 2500#, MATERIAL - A-182 GRADE F22 ASME/ANSIB16.34. (DO NOT SUBSTITUTE) |  |  | BOL1-SW | 4FA57B6 | 1 | EA | 3910
PETE | 5413321 | 10.507.458 | BREAKER, CIRCUIT, "F" FRAME, 50 AMP, 3-POLE, 600V, MOLDED CASE. |  |  | F3050 | 2FA7C22 | 1 | EA | 214
PETE | 6016049 | 10.516.329 | ELECTRODE, MONITOR, W/ 6" LEAD, GEL FILLED, REPLACEABLE CERAMIC PLUG, RYTON BODY, FOR PETE PH MONITORS, LEEDS & NORTHRUP MODEL 7773 & 7779. |  |  | 31117481 | 1FA1C31 | 5 | EA | 559.1
PETE | 5307998 | 10.519.286 | MOTOR, DRAFT FAN, 1/15 HP, 115V, 50/60 HZ, 4.5 RPM, FOR FAN MOTOR SPEED CHANGERS, DAYTON ELECTRIC MOTORS. |  |  |  | 2FA25A13 | 2 | EA | 370.62
PETE | 6001552 | 10.515.701 | CONDITIONER, SIGNAL, 100 OHM, RTD,0-600 DEG C, FOR UMAC, MODEL 3B34-04, STYLE COMPUTER CABINET MANUFACTURER PART NO = RTD |  |  | 3B34-04 | 2FA24B17 | 29 | EA | 8918.37
PETE | 5002883 | 10.511.120 | SHAFT, INSULATOR, FOR ENVIRONMENTAL ELEMENTS CO, USED 4 MANUFACTURER PART NO = PC2975 |  |  | PC2975 | 4FA52A3 | 3 | EA | 1833.24
PETE | 6407901 | 10.181.834 | MOTOR, ELECTRIC-AC, HORSEPOWER- 1, RPM- 1725 FRAME- 143TC, 230/460, AMPS 3.4/1.7, 3 PHASE |  |  | VM3546T | 4FA51A9 | 3 | EA | 674.16
PETE | 3908774 | 10.536.410 | VALVE, BALL, UNI-DIRECTIONAL "SINGLE FLOW", 1/2" SW, 2500#, MATERIAL - A-182 GRADE F22, ASME/ANSI B16.34. |  |  | BOLI-SW | 4FA57B6 | 2 | EA | 1494
PETE | 4005139 | 10.500.332 | BREAKER, CIRCUIT, 100 AMP, F-FRAME, STYLE 371D376G20. |  |  | RF3100 | 2FA23D5 | 2 | EA | 670
PETE | 6002674 | 10.527.725 | CONNECTOR, THERMOCOUPLE, SINGLE ELEMENT, PT #016338. |  |  | 016338 | 1FA1A2 | 17 | EA | 289.68
PETE | 5302275 | 10.534.932 | SWITCH, DENISON BOX, FOR DIAMOND POWER SPECIALTY, MODEL AIR HEATER, UNIT 1&2 MANUFACTURER PART NO = 847340-0017 |  |  | 847340-0017 | 2FA16C1 | 1 | EA | 432.88
PETE | 4005119 | 10.511.168 | SWITCH, BREAKER, ENCLOSURES FOR HAZARDOUS LOCATIONS, 125/250V, 30 AMP, MODEL M64. |  |  |  | 1FA4I4 | 2 | EA | 231.26
PETE | 5413246 | 10.535.490 | TRANDUCER, CURRENT, 3-PHASE, 120 VOLT, 0-5 AMP INPUT, 0-IMA OUTPUT, FOR ABBOTT 4160 V SWITCHGEAR. |  |  | 10CS501 | 2FA7H13 | 6 | EA | 880.02
PETE | 5003942 | 10.520.112 | POSITIONER, VALVE, W/ GAUGES, FOR PETE DEZURIK CONTROL VALVES. |  |  | AV112001 | 4FA56B2 | 1 | EA | 620
PETE | 5206666 | 10.511.418 | TIMER, 0-30 MIN, FOR AUTO TIMING & CONTROLS, MODEL LA, SYSTEM DEMINERAL MANUFACTURER PART NO = 305E016A20PX |  |  | 305E016A20PX | 2FA18B25 | 1 | EA | 334
PETE | 5109563 | 10.517.971 | HOSE, HEAVY DUTY, 6" DIA. X 16 FT. LONG, FOR VECLOADER 422 PORTABLE VACUUM MACHINE. |  |  | 7360-00 | SB1DA10 | 2 | EA | 1057.5
PETE | 5711348 | 10.530.342 | MOTOR, GEAR, TIMER TYPE, 115VAC, 4 RPM, CRAMER P13MADB0, FOR UNITED CONVEYOR CORP. MODEL 2350424. |  |  | 353307-2 | 1FA3E24 | 3 | EA | 675
PETE | 7001052 | 10.513.382 | BEARING,BALL,SINGLE ROW,RADIAL,LIGHT SERIES, 40 MM BORE,1 SHIELD,WITH SNAPRING |  |  | F07BH46170 | 1FA7E62 | 3 | EA | 48.72
PETE | 5711141 | 10.525.984 | BEARING, BALL, PT #701-H (W-09-7011), FOR WYCO VIBRATOR. |  |  |  | 1FA9F20 | 4 | EA | 28.52
PETE | 5711173 | 10.533.813 | ROLLER, IDLER, TRAINING, ACTUATING SHOE TYPE 3637-48, 35 DEG. WITH 6" DIA.STEEL ROLLS FOR 48" WIDE BELT, C-5B, 8B, 9B. |  |  | R35MH50503 | SB3E1D3 | 1 | EA | 487.39
PETE | 5604885 | 10.527.091 | CAGE FOR FISHER CONTROL VALVE MODEL ED, SIZE 1 1/2" MFG PART # 25A6685X012S/N 11159269 |  |  | 25A6685X012 | 1FA2F30 | 1 | EA | 254
PETE | 5603329 | 10.522.741 | SWITCH, UNIMAX, P/N 4228210-4228202, FOR CONSOLIDATED ELECTROMATIC RELIEF VALVE CONTROLLER TYPE 1539VX, 110 VAC, 3.52 AMP, S/N BG-7305. |  |  | VG-945 | 2FA16E60 | 2 | EA | 332
PETE | 5402105 | 10.528.705 | ELEMENT, HEATER, THERMAL OVERLOAD RELAY, FOR PETE MOTOR CONTROL & MOTOR STARTING EQUIPMENT. |  |  | N17 | 2FA7F29 | 1 | EA | 16.88
PETE | 6004089 | 10.521.099 | RELAY, 48 VOLT, FOR PETE DATA EVALUTION BOARDS (D.E.B.). |  |  | 036432 | 1FA1H6 | 1 | EA | 468.97
PETE | 5603666 | 10.510.480 | REGULATOR FOR FISHER PRESSURE CONTROLLER MODEL 164-A MFG PART # 164 |  |  | FS167DA-15 | 1FA2D13 | 1 | EA | 215
PETE | 5201221 | 10.530.344 | GENERATOR, PULSE, FOR AUTO TIMING & CONTROLS, POLISHING SYSTEM MANUFACTURER PART NO = 318A000Q1R |  |  | 318A000Q1R | 2FA9F35 | 0 | EA | 0
PETE | 5201222 | 10.516.430 | DIAL, REMOTE, ASSY, FOR AUTO TIMING & CONTROLS, STYLE POLISHING MANUFACTURER PART NO = 03192604700 |  |  | 03192604700 | 2FA9F35 | 1 | EA | 10.09
PETE | 5009676 | 10.533.364 | RELAY, DPDT, 115/60, EAGLE #22, FOR MODEL 200 PROBE CONTROLLER, USED ON PETE #1 & #2 CEMS. |  |  | 5230 | 2FA16E38 | 3 | EA | 381.69
PETE | 5610374 | 10.512.177 | WEIGHT KIT, FOR SUMP PUMP FLOAT SWITCHES CONSOLIDATED ELECTRIC MODEL #LSW1USED IN ALL SUMP PITS AT PETE. |  |  | LSW1 | 1FA6C9 | 2 | EA | 21.34
PETE | 6101111 | 10.530.225 | GAUGE, PRESSURE, RANGE/ 0-3000, FACE/MATL- 6IN, CONNECTION/ WALL LOWER CONNECTION. PT# 60-1379SS-02L-3000PSI |  |  | 600SS | 2FA22H5 | 1 | EA | 121.5
PETE | 5607096 | 10.517.564 | GAUGE, TEMPERATURE, 0 - 150 DEG F, FOR US GAUGE, USED 1/2 ID FAN CONSOLES |  |  | V25FB351111004 | 2FA22C2 | 1 | EA | 71.25
PETE | 2904094 | 10.533.987 | SEAL, 1/2" SELCO, STYLE #701, 304 S.S. W/GRAPHOSEAL ELEMENT FOR HIGH PRESSURE - HIGH TEMPERATURE SYSTEMS. |  |  |  | 2FA21E20 | 25 | EA | 136
PETE | 6621085 | 10.536.618 | VALVE, VICKERS DIRECTIONAL, MODEL #F3DG4S4-012A- 50H WITH COIL # 317768, 115 VOLTS, 60 CYCLES, PART OF G.E. EHC SYSTEM ON UNIT 2, NOTE "O" RINGS MUST BE NON SOLUBLE IN PHOSPHATE ESTER FLUID (EHC FLIUD). |  |  | F3DG4S4-012A-50 | 2FA2G22 | 1 | EA | 401.1
PETE | 6001809 | 10.504.440 | METER, FLOW, 0-2 SCFH, FOR PETE #1 & 2 WESTINGHOUSE STACK MONITORS (SO2 & O2), WESTINGHOUSE #GO-11728, MODEL EC960. |  |  | 771B635H02 | 4FA5G14 | 2 | EA | 159.64
PETE | 7004175 | 10.514.028 | BELT, V-DRIVE, CUT LENGTH- 100, TOP WIDTH- 7/8, C96, (MATCHED SET OF 3). |  |  | I54ST04711 | 1FA6H18 | 1 | ST | 35.52
PETE | 5404850 | 10.527.152 | BREAKER, CIRCUIT, 25A, 600V, 3-POLE, MOLDED CASE, TYPE HE, ITE SIEMENS MODEL, FOR #2 AIR COMPRESSOR, USED ON PETE IUCS/CSI MOBILE EQUIPMENT LUBRICATION. |  |  | HE3A025 | 2FA7A13 | 2 | EA | 823.76
PETE | 7005829 | 10.515.801 | COUPLING, SHAFT-COMPLETE, 1ST BORE- ROUGH BORE, 2ND BORE- ROUGH BORE. (2 HALVES = 1 EACH) |  |  | L075X5 / 8X7/ 16COUP | 1FA7F42 | 1 | EA | 3.94
PETE | 5607183 | 10.532.302 | PLUG, HOLE, WESTG. #1588 992. |  |  | 1588 992 | 1FA5C28 | 5 | EA | 49.2
PETE | 6001556 | 10.518.408 | HOUSING, PROBE ASSY., FOR BENTLY NEVADA RADIAL VIBRATION MONITORING SYSTEM. |  |  | 21000-04-18-00- | 2FA24H2 | 0 | EA | 0
PETE | 7901244 | 10.528.893 | FILTER, AIR, PLEATED, HI E 40, 16 X 20 X 4, USED IN COMMUNICATIONS BLDG. |  |  | HE40-6004 | 4FA58A | 60 | EA | 487.2
PETE | 5901135 | 10.521.949 | MAGNETIC BRAKE SHOE & SOLENOID ASSY, TYPE S, SIZE 5 1/2", 35 FT. LB., 480V. 60HZ COIL, FOR #1 & 2 TURBINE ROOM WHITING CRANE. FOR BRIDGE OR TROLLEY |  |  | 511H993-41 | 2FA6G14 | 1 | EA | 2597
PETE | 6001444 | 10.510.334 | PROBE, PROXIMITY, 5MM, STANDARD MOUNT, FOR PETE #1 BENTLY NEVADA SUPERVISORY INSTRUMENTATION. |  |  | 21500-00-16-10-02 | 4FA4E36 | 1 | EA | 508
PETE | 5007627 | 10.523.941 | VALVE, SOLENOID, 120 VAC. |  |  | HBEF8320G172MS | 2FA19E26 | 1 | EA | 313.5
PETE | 3908500 | 10.502.692 | VALVE, GATE, SIZE/CONN- .5 SW BODY/TRIM- CARP 20 MANUFACTURER PART NO: ALLOYCO #114 |  |  | #114 | 4FA56A2 | 2 | EA | 445.08
PETE | 5216459 | 10.535.741 | THERMOCOUPLE, INBOARD SLEEVE FOR BOILER FEED PUMP BYRON JACKSON PUMP, S/N 394805/6, 8X10X14, HDB, 5 STG |  |  | 5225224 | 2FA23G16 | 1 | EA | 270.9
PETE | 6407363 | 10.531.574 | MOTOR, ELECTRIC-AC, HORSEPOWER- 1, RPM-1740, FRAME 182, 208-220/440VAC,3.6-3.4/1.7 AMPS, 3 PHASE,60 HZ,55C RISE,MAX 40C AMB,INS CLASS A,ABEP, SERVICE FACTOR 1.0. |  |  |  | 4FA51B10 | 1 | EA | 266.39
PETE | 5402101 | 10.516.812 | ELEMENT, THERMAL HEATER OVERLOAD, ALLEN BRADLEY BULLETIN 509 SERIES, FOR MOTOR STARTER SIZES 0 & 1, FULL LOAD MOTOR AMPS 1.57. |  |  | W33 | 2FA7F27 | 3 | EA | 37.02
PETE | 5403043 | 10.514.826 | BREAKER, CIRCUIT, AMPS- 20A, VOLTS- 600V, PHASE- 3 |  |  | THED136020 | 2FA7B28 | 2 | EA | 938.48
PETE | 5714239 | 10.531.614 | MOTOR, ELECTRIC-AC, 3/4 HP, 1800 RPM, 56C FRAME, FOOT MOUNT, 208/230/460 VAC, 1.5 AMP, EXPLOSION PROOF, TYPE II. |  |  | CM 7010A | SB1EB2 | 8 | EA | 3492
PETE | 5009678 | 10.517.566 | GAUGE, VACUUM, FOR MODEL 200 PROBE CONTROLLER, USED ON PETE #1 & #2 CEMS. |  |  | 4546 | 2FA16E38 | 6 | EA | 528
PETE | 5009697 | 10.501.905 | GAUGE, 0 TO 30 PSIG, USED ON MODEL 200 PROBE CONTROLLER. |  |  | 8105 | 2FA22F6 | 3 | EA | 117
PETE | 5009698 | 10.517.525 | GAUGE, 0 TO 100 PSI, USED ON MODEL 200 PROBE CONTROLLER. |  |  | 6963 | 2FA22F6 | 2 | EA | 92.2
PETE | 5206921 | 10.508.965 | KEY, FOR LAPP PULSAFEEDER, MODEL 7660-S-E, SIZE/DESC 5/16X4 11/16, MANUFACTURER PART NO = W773100-025 |  |  | W773100-025 | 2FA18E28 | 5 | EA | 1.5
PETE | 5402152 | 10.508.769 | HEATER, THERMAL, OVERLOAD, ELEMENT, FOR SERIES 5600 MCC'S. |  |  | G30T26 | 2FA7E22 | 3 | EA | 83.58
PETE | 5402540 | 10.500.200 | THERMAL UNITS, OVERLOAD RELAY SQUARE D, THERMAL UNIT #B3.70, FULL MOTOR LOAD CURRENT 2.82-3.19, FOR CLASS 8536 AC MAGNETIC STARTER, USED ON AUX BOILER FEED PUMP MAGNETIC STARTER. |  |  | ************************* | 2FA7E45 | 9 | EA | 109.26
PETE | 5009734 | 10.536.480 | WINDOW, QUARTZ, USED ON MODEL 42D NOX ANALYZER. |  |  | 4339 | 2FA17E7 | 5 | EA | 163.5
PETE | 5009736 | 10.517.059 | FILTER, CORNING RED, USED ON MODEL 42D NOX ANALYZER. |  |  | 4338 | 2FA17E7 | 2 | EA | 108.6
PETE | 5216391 | 10.510.496 | RELAY, 8-POLE |  |  | 700-N400A1 | 2FA9B6 | 1 | EA | 576.92
PETE | 5610302 | 10.523.212 | SWITCH, PRESSURE, RANGE- 2-6 IN, USE- DRAFT MONT |  |  | 1638-5 | 2FA8C1 | 3 | EA | 231.03
PETE | 5903518 | 10.501.313 | SCREW, HOOK BLOCK, FOR CM PULLER MODEL B LEVER OPERATED HOIST. |  |  | 940812 | 2FA9F26 | 6 | EA | 10.56
PETE | 5009695 | 10.526.595 | BOARD, TEMPERATURE CONTROL, USED ON MODEL 43B SO2 ANALYZER. |  |  | 8765 | 2FA17A10 | 3 | EA | 841.2
PETE | 5610282 | 10.513.135 | ASSEMBLY, HIGH SWITCH, HIGH ALARM PT# 0288.0025.B FOR ITT BARTON MODEL 288A DIFFERENTIAL PRESSURE INDICATING SWITCH |  |  |  | 2FA22F34 | 2 | EA | 447.78
PETE | 5216393 | 10.533.215 | RELAY, LATCHING, FOR ALLEN BRADLEY, MANUFACTURER PART NO = 700NM-600-A1 |  |  | 700NM-600-A1 | 2FA9B8 | 1 | EA | 427.45
PETE | 5403041 | 10.500.715 | BREAKER, CIRCUIT, 50A, 480V, 3-PHASE. |  |  | TED134050WL | 2FA7A26 | 1 | EA | 165
PETE | 5304213 | 10.520.776 | RESISTOR, OHMITE, 2500 OHM, 12 WATT, FOR PETE #2 ABB C-E SVCS. BOILER BURNER CONTROL SYSTEM. |  |  |  | 1FA6E34 | 2 | EA | 7.44
PETE | 6625184 | 10.533.973 | SEAL KIT, W/ RINGS, FOR EHC SYSTEM ACCUMULATORS (GAS END CAP / HYDRAULIC END CAP & PISTON), USED ON PETE #2 G.E. TURBINE, S/N 170 X 350. |  |  | 701146 | 2FA12A29 | 4 | EA | 3476.28
PETE | 6006680 | 10.527.578 | CAPACITOR, INSTRUMENT, FOR PETE #1 & #2 COMBUSTION CONTROL SECONDARY AIR DAMPERS, MOTOR MODEL 017211, 50/60 HZ. |  |  | 23316 | 1FA1F65 | 2 | EA | 47.5
PETE | 5216396 | 10.521.042 | RELAY, LATCHING, INCLUDES 4-POLE RELAY (ALLEN BRADLEY 700-P400A1) & UNIT LATCH (ALLEN BRADLEY 700-PLL20A1). |  |  | 700PL-600-A1 | 2FA9C7 | 1 | EA | 372.02
PETE | 5009680 | 10.529.206 | FAN, COOLING, FOR PETE #1 & #2 SCRUBBER CEMS MODEL 200 PROBE CONTROLLERS. |  |  | 4299 | 2FA16E39 | 5 | EA | 451.65
PETE | 5404859 | 10.526.729 | BREAKER, CIRCUIT, 60A, 600V, 3-PHASE, THERMAL MAGNETIC. |  |  | HHED63060 | 2FA7C13 | 2 | EA | 1120
PETE | 5612126 | 10.535.004 | SPRING, REGULATOR FOR FISHER REGULATOR MODEL 67CFR-235, 0-20 PSIG, MFG PART # T14130T0012 |  |  | T14130T0012 | 1FA2F66 | 7 | EA | 67.13
PETE | 5403038 | 10.507.454 | BREAKER, CIRCUIT, 15A, 480V, 3-PHASE, MOLDED CASE. |  |  | TED134015WL | 2FA7A28 | 2 | EA | 753.04
PETE | 5403143 | 10.508.750 | HEATER, THERMAL OVERLOAD TRIP, 9.04 AMPS, SIZE 1. |  |  |  | 2FA7E39 | 3 | EA | 45
PETE | 5403144 | 10.527.941 | COIL, THERMAL OVERLOAD TRIP, G.E. PART #CR123-C13.7B, 12.0 AMPS SIZE 1. |  |  | CR123-C13.7B | 2FA7E39 | 9 | EA | 35.73
PETE | 5607182 | 10.535.958 | TRANSFORMER, STANDARD TYPE LIGHT UNIT, WITHOUT LENS, 120 V.A.C. 50/60 CY.,WESTG. #OTTF. |  |  |  | 2FA16D37 | 1 | EA | 150.18
PETE | 5401771 | 10.523.699 | TRANSFORMER, CONTROL, W/ STANDARD OIL TIGHT INDICATION LIGHT,120V TO 6.3V, FOR PETE CUTLER-HAMMER MOTOR CONTROL CENTERS. |  |  | 10250T181N | 2FA16A39 | 5 | EA | 567.7
PETE | 5610078 | 10.501.411 | SWITCH, PRESSURE, 36 LB., MERCOID CORP. TYPE DA-31-153 R4, SERIAL NO. 3D283046, 115V/4A, 230V/2A., 1/3 HP,CONTROL SETTING 0-35 LBS. |  |  | DA-31-153 | 2FA7D2 | 2 | EA | 302.38
PETE | 6407893 | 10.518.944 | MOTOR, ELECTRIC-AC, HORSEPOWER- 1, RPM- 1140, 3 PH., 1140 RPM, 184 FRAME, CAT. #M3604, SPEC 36A11-109, 208 VOLTS. |  |  | M3604 | 4FA51A9 | 2 | EA | 1034.6
PETE | 7002339 | 10.526.167 | BEARING, ROLLER, SPHERICAL, DOUBLE ROW, OPEN SEALS, 65 MM BORE, 120 MM OD, 31 MM WIDTH, SELF-ALIGNING, TAPERED BORE. |  |  | 22213K/ W33 (4-15-13) | 4FA2B10 | 2 | EA | 248.56
PETE | 5015052 | 10.533.398 | RELAY, FINDER, SERIAL #60.13 8230 0040 |  |  | 700-HA33A2-3 | 2FA24E28 | 3 | EA | 2106.3
PETE | 6407854 | 10.518.927 | MOTOR, ELECTRIC-AC, HORSEPOWER- 1.5, RPM- 1730 FRAME- 145T, 460 VOLTS, 3 PHASE, 60 HZ,S. F. 1.0,TYPE CJ4B |  |  | 4J07865001 | SB1EE8 | 1 | EA | 261.38
PETE | 5009671 | 10.522.730 | SWITCH, POWER, FOR MODEL 200 PROBE CONTROLLER, USED ON PETE #1 & #2 CEMS. |  |  | 8510 | 1FA5D25 | 3 | EA | 168.3
PETE | 6001458 | 10.065.960 | SEISMOPROBE, VELOCITY, BENTLY NEVADA MODEL, FOR PETE #1 TURBINE SUPERVISORY INSTRUMENTATION. |  |  | 16699-10-05-03 | 4FA4E31 | 2 | EA | 1324
PETE | 5206736 | 10.523.509 | TUBING, CAPILLARY, METERING WATER FOR PO4 ANALYZER HACH CHEMICAL, MODEL 2031 MANUFACTURER PART NO = 4870-02 |  |  |  | 2FA18E31 | 1 | EA | 24.43
PETE | 5225396 | 10.511.549 | TUBING, KIT, FOR WATER ANALYZERS HACH COMPANY, MODEL 5000 MANUFACTURER PART NO = 45473-00 |  |  | 45473-00 | 2FA18B6 | 2 | EA | 233.06
PETE | 5303282 | 10.501.997 | CLIP, BOILER TUBE, 309 SS, 1" WIDE, 10 GA., FOR SECURING SHIELDS TO 3" O.D. TUBES. NOTE: (MAKE CLIPS LONG ENOUGH TO PROVIDE A 1/2" OVERLAP PAST CENTER-LINE SHIELD). |  |  |  | SB1FE8 | 200 | EA | 320
PETE | 5009737 | 10.526.277 | BOARD, MICROPROCESSOR, FOR MODEL 42D NOX ANALYZER, USED ON PETE CEMS. |  |  | 8532 | 2FA17C9 | 1 | EA | 196
PETE | 5009740 | 10.526.244 | BOARD, INPUT, FOR MODEL 42D NOX ANALYZER, USED ON PETE CEMS. |  |  | 9277 | 2FA17B8 | 2 | EA | 869
PETE | 5009710 | 10.519.663 | O-RING, USED ON THE MODEL 41H CO2 ANALYZER. |  |  | 4807 | 2FA17E28 | 38 | EA | 76
PETE | 5009711 | 10.504.570 | O-RING, USED ON THE MODEL 41H CO2 ANALYZER. |  |  | 4818 | 2FA17E28 | 39 | EA | 117
PETE | 5714323 | 10.531.245 | MOTOR, ELECTRIC, 15 HP, 1800 RPM, 480 VOLT, W/ 254TC FRAME, FOR 2A & 2B CONVEYOR SUMITOMO DIRECT DRIVE REDUCERS. |  |  | P25S3058 | SB1EB11 | 1 | EA | 1754.88
PETE | 5721008 | 10.532.548 | PIPE, DURITE, SIZE- 10, LENGTH- 8.75 IN CONNECTION- BEVELED. |  |  | 3-170285-90 | SB1QE11 | 2 | EA | 389.92
PETE | 6621086 | 10.527.824 | COIL, 115 VOLTS, 60 CYCLE, FOR VICKERS DIRECTIONAL VALVE MODEL F3DG4S4-012A-50H, USED ON PETE #2 G.E.TURBINE, S/N 170 X 350, EHC SYSTEM, MFT. P/N 317768. |  |  |  | 2FA2E43 | 1 | EA | 36.57
PETE | 5206882 | 10.529.904 | WORM, FOR LAPP PULSAFEEDER, MODEL 7660SE, MANUFACTURER PART NO = W203215-025 |  |  | W203215-025 | 2FA18E23 | 1 | EA | 256
PETE | 5206885 | 10.517.464 | GASKET, FOR HYDRAZINE PUMP LAPP PULSAFEEDER, MODEL 7660-S-E MANUFACTURER PART NO = W202290 SER NO = K-5912 |  |  | W202290 | 2FA18E23 | 6 | EA | 24
PETE | 6011185 | 10.514.981 | CHIP, TRANSCEIVER, W/ FULL DUPLEX, RS485 / RS422, 8-DIP, FOR DURAG MODEL 290 OPACITY MONITORS. |  |  | 00310-00008 | 1FA1E49 | 4 | EA | 28.12
PETE | 4005126 | 10.501.566 | BREAKER, CIRCUIT, MINIATURE, 30A, 120/240VAC, SINGLE POLE, MOLDED CASE. |  |  | Q0130 | 1FA5B25 | 6 | EA | 43.98
PETE | 5605197 | 10.511.415 | TIMER, 60 MIN, 120V/60CY, FOR AUTO TIMING & CONTROLS, SYSTEM WATER TREATMENT MANUFACTURER PART NO = 305E017A20PX |  |  | 305E017A20PX | 2FA18C33 | 1 | EA | 204.86
PETE | 7901243 | 10.516.598 | FILTER, AIR, PLEATED, HI E 40, 16 X 25 X 4, USED IN COMMUNICATION BLDG. |  |  | HE40-6504 | 4FA58A | 14 | EA | 75.18
PETE | 5109640 | 10.508.022 | ELEMENT, AIR FILTER, FOR 6" SLUDGE PUMP, S/N 44111656 (SLUDGE GUZZLER PUMP) WITH CUMMINS 4B-3.9 ENGINE. |  |  | AF409KM | SB1CE7 | 1 | EA | 12.25
PETE | 5109641 | 10.508.031 | ELEMENT, OIL FILTER, FOR 6" SLUDGE PUMP #6547, SERIAL NO. 44111656 (SLUDGE GUZZLER PUMP) WITH CUMMINS 4B-3.9 ENGINE. |  |  | LF3345 | SB1CE7 | 11 | EA | 36.08
PETE | 5109642 | 10.528.693 | ELEMENT, PRIMARY FUEL, FOR 6" SLUDGE PUMP #6547, SERIAL NO. 44111656 (SLUDGE GUZZLER PUMP) WITH CUMMINS 4B-3.9 ENGINE. |  |  | HF 6083 | SB1CE7 | 8 | EA | 32.16
PETE | 5109643 | 10.517.021 | FILTER, FUEL, SECONDARY, FOR 6" SLUDGE GUZZLER PUMP, #6547, S/N 44111656, W/ CUMMINS 4B-3.9 ENGINE. |  |  | FF5018 | 4FA55A6 | 10 | EA | 48
PETE | 5109644 | 10.503.850 | ELEMENT, HYDRAULIC, FOR 6" SLUDGE PUMP, #6547, SERIAL NO. 44111656 (SLUDGE GUZZLER PUMP) WITH CUMMINS 4B-3.9 ENGINE. |  |  | HF6710 | SB1CE7 | 4 | EA | 25.6
PETE | 5206909 | 10.511.111 | SHAFT, WORM, FOR LAPP PULSAFEEDER, MODEL 7660-S-E, MANUFACTURER PART NO = W-203981-30 |  |  | W-203981-30 | 2FA18F21 | 1 | EA | 365
PETE | 5225449 | 10.180.113 | CAPILLARY MODULE W/3 RESISTORS FOR SILICA WATER ANALYZER, HACH CO. MODEL 5000. |  |  | 44957-30 | 2FA18C12 | 2 | EA | 704
PETE | 7901242 | 10.523.899 | TUBING, EXHAUST TUBING, WIRE REINFORCED 12" X 25' CLEAR PLASTIC. USED WITH NEGATIVE AIR FILTRATION MACHINE. 4/CASE |  |  | 41157 | 4FA57B5 | 4 | EA | 273.68
PETE | 6011182 | 10.514.273 | BOARD, CIRCUIT, OPTIC HEAD MAIN CIRCUIT, FOR DURAG MODEL 290 OPACITY MONITORS. |  |  | 00310-00036 | 1FA1A30 | 2 | EA | 4674
PETE | 5004518 | 10.533.311 | RING, SPACER, 5-1/8", STEEL, FOR PETE SCRUBBER & DEWATERING MILL SLURRY HYDROCLONES, KREBS ENGINEERS MODEL D6BB-12DEG., S/N 20442-46. |  |  | 105FF-ST-5.125 | 2FA14C25 | 14 | EA | 439.04
PETE | 5008362 | 10.535.815 | TIMER, -S/S, 1 MIN. CYCLE, 120 VAC., FOR CEM PUREGAS DRYERS, USED ON PETE STACK EMISSION MONITORS. |  |  | P-06500F1 | 2FA6E34 | 2 | EA | 291.44
PETE | 5617224 | 10.512.104 | VARISTOR, METAL OXIDE, FOR 120V, FOR 3 STACK LIGHTING. |  |  | 8250801 | 2FA16E54 | 12 | EA | 235.44
PETE | 5610264 | 10.535.352 | SWITCH, MICRO ENCLOSED TYPE STRAIGHT PLUNGER (WITH BOOT SEAL) FLANGE MOUNTBZV6-2RN FOR #1 CONDENSER CHLORINATOR. |  |  |  | 1FA5D27 | 2 | EA | 142
PETE | 6001072 | 10.509.211 | METER, HOUR, RANGE- 0-9999 HRS, INPUT- 4-40 VDC, NON-RESET, W/ 1/10 HOUR RESOLUTION, FOR PETE MOBILE EQUIPMENT. |  |  | 7-170 | 2FA17B28 | 3 | EA | 117.24
PETE | 5009730 | 10.528.365 | CONVERTER, MOLY, FOR MODEL 42D NOX ANALYZER, USED ON PETE AIR MONITORS. |  |  | 9269 | 2FA17F7 | 6 | EA | 6177.6
PETE | 2901235 | 10.517.468 | GASKET, FOR ROCKWELL EDWARDS FIG 848Y VALVE 800 LB, 2 X 2-7/16 X 3/16 IN |  |  |  | 2FA19F14 | 11 | EA | 58.63
PETE | 5610084 | 10.535.057 | MERCOID, REMOTE BULB TEMP. CONTROL, ADJ. OPERATING RANGE 100-200 DEG. F., #5 TILTING TYPE MERCURY SWITCH, TO CLOSE ON TEMP. RISE, BULB #2, 11/16" DIA., LENGTH 2 7/8", MATERIAL COPPER, CAPILLARY TUBING 16 FT. LENGTH, SWITCH S/N |  |  | DA-35-3-5N | 2FA7C3 | 1 | EA | 272.4
PETE | 5203707 | 10.502.885 | THERMOCOUPLE, R.T.D., PLATINUM 3-WIRE, 12" LONG, 100 OHM RESISTANCE, L=12" 0=4" AND X=TEFLON LEADS. |  |  | RBJB0TA120BA020 | 2FA8F37 | 2 | EA | 120.5
PETE | 5003451 | 10.064.240 | FUSE, CARTRIDGE, GLASS BODY, 1/2 A, 250V, TIME-DELAY, 1/4" X 1-1/4", BUSS MDL-1/2 OR EQUAL. |  |  | MDL-1/2 | 1FA5E4 | 23 | EA | 17.94
PETE | 5613445 | 10.529.814 | GASKET, SPIRAL WOUND, ID 1 3/16" X 1 3/4", STYLE R, USED ON LCV-18 (THICKNESS .125) |  |  |  | 1FA16E12 | 12 | EA | 50.76
PETE | 5501211 | 10.520.831 | RECTIFIER, ENCAPSULATED, 240 V, SYMBOL M, SARKES TARZIAN #S7052-250. FOR AC 4160V SWITCH GEAR, COAL HANDLING EQUIPMENT. |  |  | S 7052-250 | 2FA1E17 | 13 | EA | 209.17
PETE | 6407855 | 10.531.617 | MOTOR, ELECTRIC-AC, HORSEPOWER- 7, RPM- 1700 FRAME- L56, 230/460 VOLTS, 4.6/2.3 AMPS, 3 PHASE, 60 HZ TYPE P,FOR SIZE 00 LIMITORQUE OPERATOR |  |  | R-150-400-03R1 | 4FA51B5 | 1 | EA | 2216.25
PETE | 3911015 | 10.524.294 | VALVE, PLUG, SIZE/CONN- 2 FLG, RTNG- 150/ MATERIAL- ALLOY 20 BODY AND PLUG, TUFLINE FLANGED PLUG #67 FOR ACID HANDLING. |  |  | 067-A20/20 | 4FA56B2 | 1 | EA | 1076
PETE | 5225394 | 10.508.044 | CONTROL, ASSY, FOR ANALYZER HACH COMPANY, MODEL S5000 |  |  | 4765000 | 2FA18I10 | 1 | EA | 8246.96
PETE | 5206883 | 10.500.048 | SPACER, FOR LAPP PULSAFEEDER, MODEL 7660-S-E, MANUFACTURER PART NO = W202852 |  |  | W202852 | 2FA18E23 | 1 | EA | 4.8
PETE | 5404849 | 10.514.402 | BREAKER, CIRCUIT, 10A, 3-POLE, 600VAC, FOR PETE ITE MOTOR CONTROL CENTERS. |  |  | HE-3-A010 | 2FA7A14 | 3 | EA | 293.22
PETE | 5603206 | 10.531.989 | O-RING, BUNA-N, FOR ACTUATOR ASSY ON CONTROL VALVE CONTROL COMPONENTS, MODEL 7PRV23A MANUFACTURER PART NO = 2-222 |  |  | 2-222 | 1FA2E63 | 8 | EA | 8.16
PETE | 6716514 | 10.519.371 | O-RING, BEARING END COVER, FORM SPAD-99K, FOR INGERSOLL RAND, SIZE 3X1.5X13HE MANUFACTURER PART NO = 20A11B SER NO = 1082/5048 & 49 (ALSO FOR BYRON JACKSON PUMP, MODEL 4STG-HSB) |  |  | 20A11B | 2FA13E12 | 7 | EA | 74.34
PETE | 5216652 | 10.518.323 | KIT, REPAIR, FOR ACTUATOR MARK CONTROLS, MODEL 892, TYPE ISOLATION VALVE MANUFACTURER PART NO = 9372-C |  |  | 9372-C | 2FA20E22 | 2 | EA | 26.86
PETE | 6407381 | 10.531.631 | MOTOR, ELECTRIC-AC, HORSEPOWER- .75, RPM- 1800 FRAME- M56C, 230/460 VOLTS,3 PHAS3, 60 HZ, TYPE TEFC, C FACE, FOOTLESS |  |  | VM3542 | 4FA51A10 | 1 | EA | 199.13
PETE | 5004140 | 10.505.940 | VALVE, BUTTERFLY, 8" MOSITE, WAFER BODY NEOPRENE LINED, LESS ACTUATOR, 150 PSIG. |  |  | 8'' MOSITE | 4FA52B6 | 1 | EA | 658
PETE | 7901146 | 10.508.145 | FILTER, DUST STOP, 8 3/8" X 11 1/4" X 1/2", #F54. |  |  | F312 | 4FA58D | 20 | EA | 25
PETE | 5403207 | 10.515.850 | ASSEMBLY, MOVING CONTACT, CAT. #721-127A6770G4 USED ON MODELS 721-10AB594 & 721-10AR001 TYPE SBM CONTROL SWITCHES. |  |  | 721-127A677OG1 | 2FA7F37 | 8 | EA | 52.96
PETE | 6716511 | 10.506.557 | BEARING, RADIAL, FORM SPAD-99K FOR INGERSOLL RAND, SIZE 3X1.5X13HE REFERENCE # 27A19 SER NO = 1082/5048 & 5049 |  |  | 0128A311SC3A002 | 2FA13B4 | 1 | EA | 234
PETE | 6407887 | 10.509.061 | MOTOR, GEAR, INPUT RPM 1725, OUTPUT RPM 284, 2 HP, 230/460 VOLTS, 5.2/2.9 AMPS, FRAME 145TC, SERVICE FACTOR 1.15, 40C AMB, INS CLASS F, CONTINUOUS DUTY, 6.4:1 RATIO, PARALLEL OUPUT SHAFT. GEAR REDUCER PT# P7172026.B1 & MOTOR PT# 120038.00. |  |  | P7172026.B1 | SB1EE10 | 1 | EA | 1019
PETE | 6002497 | 10.522.095 | SENSOR, WIRE-WOUND PLATINUM RTD, SINGLE-ELEMENT TEMP, W/ 6" TFE- INSULATED 22-GAUGE LEADWIRES, FOR UNILOC TRANSMITTER, ROSEMOUNT MODEL 442/444, S/N 138612. |  |  | 78S-12N0600C3 ?? (1-8-13) | 2FA17H7 | 2 | EA | 656.72
PETE | 5401909 | 10.515.614 | HEATER, THERMAL OVERLOAD TRIP, CUTLER-HAMMER PT #H1028, 3.33 - 3.77 AMPS, FOR UNIT #1 MOTOR CONTROL CENTERS. |  |  | H1028 | 2FA7F53 | 13 | EA | 85.8
PETE | 5225390 | 10.514.939 | CELL, SAMPLE, FOR WATER ANALYZER HACH COMPANY, MODEL 5000 MANUFACTURER PART NO = 44907-00 |  |  | 44907-00 | 2FA16F12 | 2 | EA | 134.6
PETE | 5402100 | 10.508.440 | ELEMENT, HEATER, THERMAL OVERLOAD, FOR ALLEN BRADLEY CONTACTORS. |  |  | W32 | 2FA7F27 | 5 | EA | 105.15
PETE | 5402103 | 10.500.393 | ELEMENT, OVERLOAD HEATER N15 FOR ALLEN BRADLEY CONTACTORS. |  |  |  | 2FA7F28 | 7 | EA | 18.9
PETE | 5402107 | 10.528.654 | ELEMENT, OVERLOAD HEATER N19 FOR ALLEN BRADLEY CONTACTORS. |  |  |  | 2FA7F29 | 5 | EA | 13.5
PETE | 6613114 | 10.505.890 | THERMOCOUPLE, ASSY., CONTROL START, A = 12-3/4", (GLAND TEMP. ROTOR AREA), REHEAT & SUPERHEAT, FOR PETE #1 WESTINGHOUSE ELECTRIC CORP. TURBINE, S/N 13A2802-1. |  |  | 459B419001 | 2FA3D18 | 3 | EA | 1125
PETE | 7005309 | 10.515.805 | GRIDMEMBER, COUPLING, FOR FALK SIZE 13 COUPLING. |  |  | F13IT06525 | 1FA7B25 | 1 | EA | 756.47
PETE | 6101113 | 10.517.539 | GAUGE, PRESSURE, RANGE- 0-5000 FACE/MATL- 6IN DIAL, CONNECTION- 0.5IN L |  |  | 601379SS04L | 2FA22A6 | 3 | EA | 462.75
PETE | 5305038 | 10.509.385 | NOZZLE, ATOMIZING, INTERNAL MIX, ASSEMBLY, FOR PETE #2 ABB C-E SVCS. BOILER IGNITION SYSTEM. |  |  | 75-IMIX-C-21 | SB3A1A1 | 2 | EA | 3060
PETE | 5401918 | 10.530.562 | HEATER, THERMAL OVERLOAD TRIP, 47.8 - 53.5 AMPS. FOR PETE #1 MOTOR CENTER CONTROLS. |  |  | H1050 | 2FA7F50 | 2 | EA | 87.72
PETE | 5009712 | 10.531.946 | O-RING, USED ON THE MODEL 41H CO2 ANALYZER. |  |  | 4827 | 2FA17E28 | 18 | EA | 18
PETE | 5903060 | 10.505.197 | SHAFT, PINION, FOR 1 1/2 TON C.M. PULLER. |  |  | 40480 | 2FA9C20 | 1 | EA | 149.86
PETE | 5903118 | 10.536.724 | WASHER, LOWER HOOK FOR 3 TON C.M. PULLER MODEL B. |  |  | 50454 | 2FA9F27 | 8 | EA | 1.2
PETE | 5903509 | 10.529.064 | FRAME, W/BEARINGS, PT #B-20-A, COMPLETE WITH PARTS B-20-B THRU B-20-E, 1 1/2 TON CM PULLER MODEL B. |  |  | 40695 | 2FA9H13 | 2 | EA | 721.86
PETE | 5903525 | 10.518.698 | KEY, FRICTION HUB KEY, FOR 1 1/2 TON 640 CM PULLER. |  |  | 40917 | 2FA9E32 | 6 | EA | 31.08
PETE | 5903526 | 10.502.367 | HUB, FRICTION, KEY, FOR 1 1/2 TON 640 CM PULLER. |  |  | 40446 | 2FA9E32 | 6 | EA | 351.6
PETE | 5903524 | 10.505.792 | WASHER, PINION THRUST KEY #640-109 FOR 1 1/2 TON 640 CM PULLER. |  |  | 40789 | 2FA9E32 | 5 | EA | 12.25
PETE | 3912041 | 10.507.230 | CAGE, 2-11A/11B, FITTINGS, FOR COPES-VULCAN, MODEL 2IN/1500LB, DESC W/STEMASSY & ROLL PIN & PLUG, S/N 6710-62112-1-1/1-2, PT# V671062112001000 |  |  | V671062112001000 | 1FA16G2 | 1 | ST | 3954.14
PETE | 7005330 | 10.507.711 | CHAIN, ROLLER, 1/2" PITCH, NO 41, ASA STD. DODGE OR EQUAL, FOR COAL SCALE DRIVE. |  |  | B83HR16159 | 1FA7D26 | 20 | FT | 39.8
PETE | 6101156 | 10.517.559 | GAUGE, PRESSURE, RANGE- 0-1000, FACE/MATL- 4.5IN, PACIFIC SCIENTIFIC, LIQUID FILLED, 1/4" LOWER CONNECTION, SS CASE |  |  | GAU-4285558-FS | 2FA22E8 | 2 | EA | 99.02
PETE | 5305441 | 10.517.962 | HOSE, FLEXIBLE, 72", FOR PETE #1 ABB C-E SVCS. FLAME SCANNERS. |  |  | C64-97256 | 4FA55A8 | 1 | EA | 282
PETE | 5009681 | 10.532.701 | RECTIFIER, BRIDGE, USED ON THE MODEL 200 PROBE CONTROLLER. |  |  | 4076 | 2FA16E39 | 3 | EA | 44.7
PETE | 5606362 | 10.533.233 | RELAY, POTTER & BRUMFIELD TYPE KAP5DG, 24 V. D.C., USED ON NO COAL FROM FEEDER ALARM AMPLIFIERS, UNITS #1 & 2. |  |  |  | 2FA7F11 | 1 | EA | 49.2
PETE | 7901022 | 10.535.784 | THERMOSTAT, JOHNSON CONTROLS P/N T-4002-203 RANGE -55 DEG F TO 85 DEG F PNEUMATIC TYPE USED IN PLANT HEATING & COOLING SYS. |  |  | T-4002-203 | 2FA7E9 | 2 | EA | 58.78
PETE | 5402499 | 10.535.400 | SWITCH, SNAP, FOR SQUARE D DIFFERENTIAL PRESSURE SWITCH, CLASS 9012, TYPE AEW3-S1, DIFF. PRESS. 0-16"HG, MAX PRESS 30" HG, SENSITIVITY 1-10" HG, P.S.I. 1-10" HG. "DO NOT SUBSTITUTE" |  |  | 9007A0-1B | 1FA5E22 | 2 | EA | 164.68
PETE | 5513704 | 10.516.050 | CONTROLLER, AC DRIVE, COMMANDER SK, 3 HP, 460V, 3-PHASE, FOR PETE #1 & #2 COAL FEEDERS. |  |  | SKC3400220 / GP20 | 1FA6H3 | 2 | EA | 921.26
PETE | 7001045 | 10.525.663 | BEARING,BALL,RADIAL,SINGLE ROW, 1/4 IN BORE, EXTRA LIGHT, OPEN |  |  | R4A | 1FA7E63 | 3 | EA | 12
PETE | 5401920 | 10.530.563 | HEATER, THERMAL OVERLOAD TRIP RELAY, 1.21 - 1.35 AMP RANGE. |  |  | H1020 | 2FA7F54 | 3 | EA | 199.77
PETE | 6407865 | 10.509.708 | MOTOR, ELECTRIC-AC, HORSEPOWER- 1.5, RPM- 1160 FRAME- 182TZ 230/460, PHASE3, HERTZ 60, AMPS 1.3/ 2.6 CLASS B. |  |  | MODEL 5KS182SAA359 | SB1DC3 | 1 | EA | 3096.27
PETE | 5404851 | 10.514.845 | BREAKER, CIRCUIT, 50A, 600V, 3-POLE, MOLDED CASE, TYPE HE, ITE SIEMENS MODEL. |  |  | HE3L050 | 2FA7B16 | 1 | EA | 1673.54
PETE | 5404862 | 10.507.455 | BREAKER, CIRCUIT, 100A (FRAME & TRIP), 3-POLES, 600V, THERMAL MAGNETIC, MOLDED CASE, MAX TEMP. 40 DEG. C. |  |  | RHE3-B100 | 2FA7G11 | 0 | EA | 0
PETE | 5604906 | 10.535.686 | TUBE, ASSY, TORQUE FOR FISHER LEVEL CONTROLLER MFG PART # IK4493X0012 |  |  | 1K4493X0012 | 1FA3C63 | 2 | EA | 729.7
PETE | 6708906 | 10.508.841 | GASKET, ITEM 11-F, FOR PACIFIC PUMPS INC, MODEL 11-20121-1, MANUFACTURER PART NO = 11-201121-13320, S/N GLR28061 |  |  | 11-201121-13320 | 2FA5D19 | 0 | EA | 0
PETE | 5903117 | 10.530.616 | HOOK, LOWER FOR 3 TON C.M. PULLER MODEL B |  |  | 40606 | 2FA9D17 | 2 | EA | 54.72
PETE | 4005138 | 10.514.835 | BREAKER, CIRCUIT, 20A, 120VAC/125VDC, SINGLE PHASE, TEB MODEL, MOLDED CASE, FIXED THERMAL MAGNETIC. |  |  | TEB111020 | 1FA5B28 | 1 | EA | 322.33
PETE | 6606739 | 10.510.088 | PAPER, FIBER, .015" THICK X 30" WIDE X 30 FT LONG, FOR TURBINE GENERATOR FIELD REMOVAL, MFG #164A2630P0044. |  |  | 164A2630P0044 | SB5A2A8 | 3 | EA | 337.11
PETE | 5610355 | 10.522.754 | SWITCH, LEVEL MERCOID, FOR DWYER INSTRUMENTS, MODEL C1-60, STYLE DEAERATORMANUFACTURER PART NO = 221WT-9806--C1-60. |  |  | 221WT-9806-C1-60 | 2FA17H3 | 1 | EA | 2431
PETE | 2902062 | 10.529.786 | GASKET, MATERIAL, SIZE- 36 X 36 THICKNESS- 3/32, MATERIAL- CORK WITH NEOPRENE BINDER FOR OIL TO 250 DEG F, ANCHOR STYLE 408. |  |  |  | 4FA51B1 | 6 | SHT | 189
PETE | 5610281 | 10.513.136 | ASSEMBLY, LOW SWITCH, LOW ALARM PT# 0288.0024.B FOR ITT BARTON MODEL 288A DIFFERENTIAL PRESSURE INDICATING SWITCH |  |  |  | 2FA22F34 | 3 | EA | 1548
PETE | 6607264 | 10.520.792 | RESISTOR, GAS TURBINE MARK V CONTROLS & EWS #7 MARK VI CONTROLS, GE DWG NO. 323A2354P2. |  |  | 323A2354P2 | 2FA2E36 | 2 | EA | 190.8
PETE | 6905452 | 10.523.650 | TRANSFORMER, 1500 KVA, G.E. DRY TYPE, USED ON PETE TSCH FEEDER STATION TRANSFORMER AND VARIOUS OTHER PLANT LOCATIONS. "DO NOT SUBSTITUTE" |  |  |  | EAST3TURB | 0 | EA | 0
PETE | 5003611 | 10.524.192 | WHEEL, ASSY, CO2 FILTER, FOR THERMO ELECTRON CORP, STYLE MONITOR MANUFACTURER PART NO = 30505-70-C02 S/N 14931-150 |  |  | 30505-70-C02 | 2FA17F34 | 0 | EA | 0
PETE | 5606557 | 10.521.090 | RELAY, 115 VAC, GE #CR120A02002AA USED ON "A" SYSTEM "AS RECEIVED" SAMPLER. |  |  | CR120A02002AA | 2FA23F8 | 2 | EA | 462.04
PETE | 6613056 | 10.504.933 | NUT, 1.26", GR. 1&3, FOR LOW PRESSURE FLANGE CROSS OVER PIPE, WESTINGHOUSEELECTRIC CO, S/N 13A2802 TURBINE, AREA PETE 1,MANUFACTURER PART NO = 460B497120 |  |  |  | 2FA3D28 | 5 | EA | 77.15
PETE | 5015583 | 10.512.909 | 1", 150#, LAMONS SS SPIRAL WOUND GASKET, USED ON PETE 1-2-3-4 SBS INJECTION LANCE MANIFOLD. |  |  |  | 2FA19F19 | 4 | EA | 72.32
PETE | 5610104 | 10.522.794 | SWITCH, MICRO, P#MS25008-1 DT-2R-A7, 125VAC/10A, 250VAC/.3A, 125 VDC/.15A 250 VDC. |  |  | MS25008-1 | 1FA5E29 | 3 | EA | 143.07
PETE | 5015039 | 10.527.879 | CONTACT, OPEN, NORMAL, M22-K10 |  |  | 3BHB012870R0001 | 2FA24F33 | 1 | EA | 22.73
PETE | 5015044 | 10.528.363 | CONVERTER, AC/DC, 27V, 500W, LXN1604-6 |  |  | 3BHL000986P7000 | 2FA24C8 | 1 | EA | 3170.2
PETE | 5401913 | 10.507.842 | COIL, HEATER, OVERLOAD, 10.3 -11.4 AMPS, FOR PETE #1 MOTOR CONTROL CENTERS. |  |  | H1038 | 2FA7F52 | 13 | EA | 1264.38
PETE | 5015020 | 10.535.825 | TIMER, RELAY FINDER, SERIAL #87.620 240 0000 |  |  | 3BHB001576P0240 | 2FA24G17 | 1 | EA | 422.24
PETE | 5015019 | 10.529.360 | FINDER, RELAY, SERIAL #60.13 90240040 |  |  | 3BHL001374P0001 | 2FA24F35 | 1 | EA | 38.77
PETE | 5605185 | 10.535.820 | TIMER, 240 SEC, 120V/60CY, FOR AUTO TIMING & CONTROLS, MODEL B SYS, SYSTEMCOAL CONVEYORS, MANUFACTURER PART NO = 305E011A10PX |  |  | 305E011A10PX | 2FA11G14 | 1 | EA | 409.37
PETE | 5015048 | 10.528.458 | DIODE, RECTIFIER, 91 MM, 5SDD, 2545L0001 |  |  | 3BHL000986P3012 | 2FA24F36 | 2 | EA | 4047.18
PETE | 5015049 | 10.501.138 | THYRISTOR, CROWBAR, 85 MM, 5 STP, 2552L0014 |  |  | 3BHL000986P3017 | 2FA24I19 | 2 | EA | 7535.8
PETE | 5610194 | 10.511.186 | SWITCH, PRESSURE, PENN CONTROL, OPEN ON HIGH #P72CA-2, 36" CAPILLARY, 1/4"PLACE NUT, 50-450 PSI, #2 TURBINE OIL PUMP CONTROL. |  |  |  | 2FA7G2 | 2 | EA | 61.04
PETE | 7901065 | 10.530.568 | HEATER, STRIP TYPE SN CHROMALOX 120V 300 WATT CAT. #SN2430, P/N = 132986 |  |  | P/N 132986 S/N 2430 | 2FA7I4 | 2 | EA | 300
PETE | 5903111 | 10.515.665 | COLLAR, UPPER HOOK FOR 1 1/2 TON C.M. PULLER MODEL B. |  |  | 40445 | 2FA9F28 | 1 | EA | 10.62
PETE | 5404848 | 10.514.822 | BREAKER, CIRCUIT, AMPS- 5A, VOLTS- 480V, ADJUSTABLE INSTAN. MAGNETIC |  |  | 3A005 | 2FA7A15 | 2 | EA | 714.86
PETE | 5606360 | 10.522.109 | SOCKET, STRUTHERS-DUNN, STRUTHERS DUNN # 27390, FOR DUNCO RELAYS IN PANELSOF EWS #7 DEMINEALIZER EQUIPMENT AND FOR PETE #2 POWDEX SYSTEM. |  |  | 27390 | 2FA7E12 | 1 | EA | 15.04
PETE | 5401917 | 10.527.516 | COIL, HEATER, THERMAL OVERLOAD TRIP, 32.7 - 33.5 AMPS, FOR PETE MOTOR CONTROL CENTERS. |  |  | H1047 | 2FA7F50 | 4 | EA | 513
PETE | 4007302 | 10.525.532 | BASE, 1-1/2", STANCHION MOUNT, 90 DEG., WATERPROOF, FOR 150W / 120V HIGH PRESSURE FIXTURES, HAZLUX OR EQUAL. |  |  | VML5 | 4FA72A1 | 8 | EA | 510.64
PETE | 5606611 | 10.511.295 | SOCKET, KHP SERIES, FOR POTTER & BRUMFIELD RELAY KHP, KHS, KHU, AND CD-31,4PDT POTTER & BRUMMFIELD NO. 27E166 USED ON PETE # 1&2 COMBUSTION CONTROL OUTPUT SETTER. |  |  | 27E166 | 2FA23G4 | 4 | EA | 57.6
PETE | 5404856 | 10.501.562 | BREAKER, THERMAL MAGNETIC, HE3-B030, FOR ITE MOTOR CONTROL CENTERS. |  |  | HEB3B030 | 2FA7G12 | 2 | EA | 1155.7
PETE | 5404801 | 10.515.855 | KIT, CONTACT, SIZE 2, SET OF 3 POLES, CAT. #G203D, FOR ITE MOTOR CONTROL CENTERS. |  |  | G203D | 2FA7E30 | 0 | EA | 0
PETE | 5305051 | 10.503.848 | ELEMENT, AIR FILTER, 40 MICRON, FOR PETE #1 & #2 LIMELIGHT IGNITION OIL SYSTEM. |  |  | 900560 | 2FA11C1 | 15 | EA | 356.25
PETE | 5015011 | 10.518.799 | INPUT, DIGITAL, 24 VDC, 2 X 8 CH., DI810 |  |  | 3BSE008508R1 | 2FA24A10 | 1 | EA | 454
PETE | 5009696 | 10.535.294 | THERMISTOR, USED ON MODEL 43B SO2 ANALYZER. |  |  | 9254 | 2FA17F25 | 10 | EA | 131
PETE | 6001569 | 10.503.434 | CABLE, COMPUTER, COMMUNICATION & CONTROL, MULTICONDUCTOR, SIZE- AWG 22, 3 PAIR, SHIELDED, ALPHA WIRE, FOR PETE & EWS #7 COMPUTERS. (100 FT. SPOOL) |  |  | 6010C SL005 | 1FA4F43 | 300 | FT | 306
PETE | 3914252 | 10.532.375 | ASSEMBLY, PANEL FOR GEARED LIMIT SWITCH ITEM B FOR DOUBLE TORQUE SWITCH INSMB-00 UNITS SN 38022A AND 28023A USED ON #2 UNIT OUTFALL DRIVE UNITS. FINGER BASE ASSEMBLY |  |  | 10404 | 1FA16F28 | 1 | EA | 956.25
PETE | 5401922 | 10.508.770 | HEATER, THERMAL OVERLOAD TRIP, CUTLER HAMMER PT #1066, 2.72-3.04 AMPS, FORUNIT 1 MOTOR CONTROL CENTERS. |  |  | 1066 | 2FA7F50 | 4 | EA | 29
PETE | 6101112 | 10.517.538 | GAUGE, PRESSURE, RANGE- 0-4000 FACE/MATL- 6IN DIAL, CONNECTION- WALL L |  |  | 60-1379SS-04L | 2FA22H3 | 3 | EA | 462.75
PETE | 5216981 | 10.533.165 | REGULATOR, PRESSURE, PT #GH20XTKEXXXF, USED ON CONOFLOW ACTUATOR #GB51XC1654 FOR PULSA-LUBE PUMPS |  |  | GH20XTKEXXXF | 2FA18E39 | 2 | EA | 263.1
PETE | 5008360 | 10.518.133 | INDICATOR, MOISTURE, FOR CEM PUREGAS DRYERS, USED ON PETE STACK EMISSION MONITORS. |  |  | P-200-405 | 2FA6E33 | 2 | EA | 102.3
PETE | 6011183 | 10.526.587 | BOARD, CIRCUIT, W/ PHOTO RECEIVER ELEMENT, FOR DURAG MODEL 290 OPACITY MONITORS. |  |  | 00310-00039 | 1FA1D49 | 3 | EA | 1179
PETE | 5404854 | 10.527.146 | BREAKER, CIRCUIT, 15A, 600V, 3-POLE, MOLDED CASE, HIGH INTERRUPT, THERMAL MAGNETIC TRIP UNIT. |  |  | HE3B015 (new unit) | 2FA7B13 | 2 | EA | 2081.32
PETE | 5009735 | 10.505.704 | SPACER, VITON, USED ON THE MODEL 42D NOX ANALYZER. |  |  | 4341 | 2FA17E7 | 6 | EA | 7.8
PETE | 5403177 | 10.530.561 | HEATER, THERMAL, OVERLOAD TRIP, 14.3 AMPS, SIZE 2. |  |  | CR123-C15.1B | 2FA7E37 | 3 | EA | 61.5
PETE | 5403039 | 10.514.836 | BREAKER, CIRCUIT, 30A, 480V, 3-PHASE, TED TYPE, MOLDED CASE. |  |  | TED134030WL | 2FA7A27 | 1 | EA | 938.97
PETE | 5009721 | 10.527.583 | CAPILLARY, ANALYZER, 10 MIL., FOR MODEL 42D NOX ANALYZER, USED ON PETE #1 & #2 CEMS. |  |  | 4121 | 2FA17E19 | 4 | EA | 155.28
PETE | 5206923 | 10.502.834 | SHIM, FOR LAPP PULSAFEEDER, MODEL 7660-S-E, MANUFACTURER PART NO = W-204763 |  |  | W204763-000 | 2FA18E28 | 4 | EA | 61.08
PETE | 5402758 | 10.528.133 | COVER, CONTACT, SECONDARY DISCONNECT, FOR WESTINGHOUSE ELECTRIC CO, MODEL DS206/416/420, 480V BREAKER, MANUFACTURER PART #5653B16G01 |  |  |  | 2FA24E19 | 4 | EA | 97.96
PETE | 5604852 | 10.509.388 | NOZZLE, POLY FOR FISHER LEVEL CONTROLLER MODEL 2502 MFG PART # 20A5117X012 |  |  | 20A5117X012 | 2FA3E5 | 2 | EA | 531.9
PETE | 6001473 | 10.516.028 | KIT, REPAIR, FOR FISHER, STYLE CONTROLLER MANUFACTURER PART NO = RRELAYX0H12 |  |  | RRELAYX0H12 | 2FA24B2 | 1 | EA | 86.45
PETE | 5903064 | 10.507.767 | COVER, GEAR, FOR 1 1/2 TON C.M. PULLER. |  |  | 40512 | 2FA9C18 | 2 | EA | 37.96
PETE | 5009687 | 10.520.165 | POWER SUPPLY, PC BOARD, ULTRA VIOLET, FOR MODEL 43B SO2 ANALYZERS, USED ON PETE #1 & #2 CEMS. |  |  | A1160 | 2FA16E51 | 2 | EA | 1121.34
PETE | 5009693 | 10.503.205 | INPUT BOARD ASSEMBLY, USED ON MODEL 43B SO2 ANALYZER. |  |  | A1123-002 | 2FA17F25 | 3 | EA | 963
PETE | 5216660 | 10.534.995 | SPRING, FOR FEED PUMP SEAL WATER INJECTION FILTER DUPLEX STRAINER, WM W NUGENT, MODEL 15541DDN150 MANUFACTURER PART NO = 30-052-001 |  |  | 30-052-001 | 2FA20E23 | 6 | EA | 83.52
PETE | 5015187 | 10.518.902 | LID ASSEMBLY FOR THE FILTER HOUSING, FOR SP200/180 DEGREE C PROBE, USED AT THE CEMS & SCR M&C PROBES, FOR PROBES AFTER 2004. |  |  | 93S1985 | 1FA1C39 | 1 | EA | 869
PETE | 6006648 | 10.522.781 | SWITCH, LIMIT, POSITIONING ADJUSTMENT TYPE (PAT), FOR PNEUMATIC CONVERTER, USED ON PETE BOILER INSTRUMENTS & CONTROLS. |  |  | 032193 / 31601 ?? | 1FA1G56 | 1 | EA | 270.85
PETE | 7001017 | 10.513.368 | BEARING, BALL, SINGLE ROW, RADIAL, LIGHT SERIES, 15 MM BORE, W/ 2 SHIELDS. |  |  | 202KDD | 1FA7E66 | 2 | EA | 12.66
PETE | 5015141 | 10.508.594 | GAUGE, DIFFERENTIAL PRESSURE, 4 1/2" FACE, -100 TO 0 TO 100, BOTTOM MOUNT 1/4" PORTS, USED ON UNIT 2 & 3 SCR AMMONIA TANK FARM. |  |  | PDT8060-R99 | 2FA22A1 | 2 | EA | 1421.56
PETE | 5216487 | 10.520.888 | REGULATOR, FOR NITROGEN PRESSURE, PT #8068424. TO BE USED ON SILICA ANALYZERS. |  |  | 8068424 | 2FA22B11 | 1 | EA | 386.5
PETE | 5015159 | 10.523.784 | VALVE, CALIBRATION GAS CHECK, FOR SCR & CEM "M&C" PROBES, PROBE MODEL SP2006. |  |  | 740-93S0100-06 | 1FA1G27 | 2 | EA | 214
PETE | 5001859 | 10.529.214 | FAN, ARRANGEMENT 4, CW ROTATION, BH DISCHARGE, 30HP MTR, 3450 RPM, 3PH, 60HZ, 230/460V, TEFCC, PREM EFF, FM, 286TS, 1.15 SF, F INSUL, 40C AMB, SEALED BEARINGS, F1 BX, STAINLESS NAMEPLATE, CAST IRON FRAME, GP100 TYPE. |  |  | HPF-7 | SB1LF6 | 1 | EA | 6315.09
PETE | 5711928 | 10.516.026 | CONTROLLER, POSITION PROXIMITY SWITCH ASSEMBLY, EAGLE MODEL 11-6000, W/ SENSORS & CABLE, FOR PETE #1 & 4 "NEW" BOTTOM ASH SYSTEM. |  |  | 11-6000-75 | 4FA55B5 | 2 | EA | 1868
PETE | 5009699 | 10.518.745 | FLOWMETER, CONTROLLER, 0 TO 10 SCFH, FOR MODEL 200 PROBE CONTROLLER, USED ON PETE CEMS. |  |  | 4503 | 2FA17A8 | 1 | EA | 122.67
PETE | 5009675 | 10.523.935 | VALVE, SOLENOID, FOR MODEL 200 PROBE CONTROLLER, USED ON PETE #1 & #2 CEMS. |  |  | 5530 | 2FA16E38 | 2 | EA | 756
PETE | 6006729 | 10.516.327 | ELECTRODE, MEASURING, FOR PH MONITORS, L & N MODEL 7773. |  |  | 31117390 | 1FA1C29 | 2 | EA | 283.46
PETE | 5015062 | 10.531.609 | MOTOR, COOLING FAN, 1 1/2 HP, 1140 RPM, 56 YZ FRAME, 3 PHASE, 60 HZ. |  |  | 4051320 | SB1EE8 | 2 | EA | 1242.58
PETE | 5012721 | 10.528.355 | CONTROLLER, ELEKTRONIKON, PRE-PROGRAMMED, USED ON ATLAS COPCO MODEL ZE4C AIR COMPRESSOR, S/N #AIF118812 & AIF119167, FOR PETE 1 DRY TOP ASH SYSTEM. |  |  | 1900 0712 92 | 2FA21B24 | 1 | EA | 3537.66
PETE | 5607186 | 10.531.157 | LENS, RED, STANDARD PLASTIC, FOR STANDARD INDICATING LIGHTS OFOIL TIGHT CONTROL UNITS (BULLETIN 10250). |  |  | 10250TC1N | 2FA16E58 | 8 | EA | 74.48
PETE | 5008026 | 10.516.555 | FILTER, ANALYZER, USED ON 80i THERMO ANALYZERS/MATS. (THIS IS FILTER ONLY - COMPLETE ASSEMBLY STOCKED UNDER #5008553). |  |  | 609-5605 | 1FA1C10 | 15 | EA | 90
PETE | 5009728 | 10.180.295 | PUMP, ANALYZER, (KNF), FOR MODEL 42C NOX ANALYZERS, USED ON PETE CEMS. |  |  | 9263 | 2FA17C12 | 0 | EA | 0
PETE | 7901147 | 10.516.592 | FILTER, AIR, FIBER GLASS, 8 7/8" X 16 7/8" X 1/2" FOR L & N COMBUSTION CONTROL CABINETS. (QUICK FILTER) |  |  | FACET | 4FA58D | 47 | EA | 126.9
PETE | 7901565 | 10.511.395 | THERMOSTAT, HEAT TRACE, 22 AMP 125/480 VAC, SP-DT, RAYCHEM/CHEMELEX #AMC-1B(BD) USED FOR ALL HEAT TRACING AT PETE. |  |  | AMC-1B | 2FA8H3 | 1 | EA | 488
PETE | 2902142 | 10.520.046 | PACKING, VELLUMOID SHEET, 0.010" THICK, 40" X 25 YD. |  |  | G12OK23750 | 4FA50A4 | 50 | YD | 111.5
PETE | 5610075 | 10.535.091 | SWITCH, PRESSURE, STATIC "O" RING MODEL #6NN-T3-N1-F1A, SERIAL #94-02689, 4 TO 100 LBS 1.0 TO 4 LB DIFT MAX SUBSTAINED PRESS. 1000 LBS, 15 AMP, 480 VOLT AC SPDT SCREW TERMINALS. |  |  | 6NN-T3-N1-F1A | 2FA7B4 | 2 | EA | 434
PETE | 5008560 | 10.506.778 | BOARD, TEMPERATURE CONTROL, FOR MODEL 42I NOX ANALYZERS, USED ON PETE CEMS. |  |  | 75-100856-00 | 1FA1F13 | 1 | EA | 314
PETE | 5004566 | 10.518.158 | INSERT, APEX, 2", BPC RUBBER, FOR KREBS MODEL GMAX6 HYDROCLONES, USED ON PETE #5 LIMESTONE BALL MILL. |  |  | G82-30-BPC-2 | SB3A1A2 | 3 | EA | 456
PETE | 5225392 | 10.523.913 | VALVE, REAGENT OR SAMPLE, FOR WATER ANALYZER HACH COMPANY, MODEL 5000 MANUFACTURER PART NO = 44948-00 |  |  | 44948-00 | 2FA17E30 | 4 | EA | 941.4
PETE | 5402304 | 10.535.094 | SWITCH, VACUUM, SQUARE D, RANGE 0" - 28.7" HG., DIFFERENTIAL 1.3"- 7.4" HG, SETTING 17" TO 22" HG. |  |  | 9016GAW1J11 | 2FA7A30 | 1 | EA | 237.71
PETE | 5009895 | 10.507.485 | BULB, HIGH INTENSITY DISCHARGE, HIGH PRESSURE SODIUM, 100 WATT, MOGUL BASE, FOR PETE #1 & #2 SCRUBBER LIMESTONE TUNNEL LIGHT FIXTURES. |  |  | C100S54/ALTO | 2FA55B3 | 22 | EA | 135.96
PETE | 5610380 | 10.535.498 | TRANSDUCER, 10KHZ,UPVC HOUSING,FLANGE AND CONE, STANDARD FACING,10"ANSI FLANGE,INTERNAL TEMP COMP, DUST IGNITION PROOF COATING W/ SWIVEL MOUNT. (INCLUDE DIP COATING) PT #TD10-40T-XD5 (TRANSDUCER), PT #FA10-S4 (FLANGE), PT #C10-10-4 (CONE) |  |  | M7863 | 4FA70B2 | 5 | EA | 19265
PETE | 5015182 | 10.532.195 | CRITICAL ORIFICE "STOP" FOR CROSS ASSY, FOR SP200/320 DEGREE C PROBE, USED AT THE CENS & SCR M&C PROBES. |  |  | 93S4045 | 1FA1D64 | 4 | EA | 187.4
PETE | 5015183 | 10.516.987 | GRAPHITE GASKET SET FOR EDUCTOR FOR SP200/320 DEGREE C PROBE, USED AT THE CEMS & SCR M&C PROBES, (1) SET PER PROBE REQUIRED (INCL. 3 GRAPHITE RINGS AND 1 SS PRESSURE RING). |  |  | 93S4010 | 1FA1D64 | 4 | ST | 382
PETE | 5015184 | 10.516.986 | GRAPHITE GASKET SET, FOR CRITICAL ORIFICE FOR SP200/320 DEGREE C PROBE, USED AT THE CEMS & SCR M&C PROBES, (1) SET PER PROBE REQUIRED. |  |  | 93S4005 | 1FA1D65 | 4 | ST | 409.6
PETE | 6101152 | 10.500.888 | GAUGE, PRESSURE, RANGE- 0-3000, FACE/MATL- 4.5IN CONNECTION- FLUSH B |  |  | 50150049-FS | 2FA22C4 | 2 | EA | 272.48
PETE | 2901137 | 10.529.825 | GASKET, VICTAULIC, SIZE - 5, STYLE - 77, GRADE E, GREEN STRIPE. |  |  |  | 1FA4H6 | 4 | EA | 110.56
PETE | 5603912 | 10.527.928 | KIT, REPAIR, FOR FISHER, MODEL 2500, STYLE TEMP CONTROLLER MANUFACTURER PART NO = R2500X00H32 |  |  | R2500X00H32 | 2FA25D2 | 2 | EA | 195.32
PETE | 6101117 | 10.510.272 | POINTER, GAUGE, BLACK, FOR DURAGAUGE, ASHCROFT, MODEL 1079D, SIZE 4 1/2" MANUFACTURER PART NO = 1079D |  |  |  | 2FA22E34 | 8 | EA | 11.44
PETE | 5015696 | 10.499.944 | KOBY FILTER HOUSING, SHELTER, CLEAN AIR SYSTEM, FOR PETE MATS MONITORS STACK 1,2,3,4. |  |  | 27-0111 | 2FA9B13 | 2 | EA | 267
PETE | 5015685 | 10.528.697 | FILTER ELEMENT, 230/440, USED ON PETE MATS MONITORS STACK 1,2,3,4. |  |  | 29-0122 | 2FA8F16 | 6 | EA | 136.8
PETE | 5015681 | 10.502.188 | FILTER, RETURN AIR, 19.5 X 11.5 X 1, USED IN SHELTER, PETE MATS MONITORS STACK 1,2,3,4. |  |  | 23-0016 | 4FA72B1 | 16 | EA | 96
PETE | 5015171 | 10.531.757 | EDUCTOR NOZZLE COMPLETE ASSEMBLY FOR DILUTION CROSS, USED IN SP200/180 DEGREE C PROBE. |  |  | 93S4015 | 1FA1D60 | 4 | EA | 1796
PETE | 5015172 | 10.500.002 | EDUCTOR ASSEMBLY FOR SP200/180 DEGREE C PROBE, USED AT THE CEMS & SCR M&C PROBES, FOR PROBES AFTER 2004. |  |  | 93S4000 | 1FA1D60 | 4 | EA | 1708
PETE | 5015175 | 10.509.310 | INLET FITTING DILUTION AIR, FOR SP200/320 DEGREE C PROBE, USED AT THE CEMS & SCR M&C PROBES FOR DILUTION PROBES. |  |  | 93S4075 | 1FA1D61 | 4 | EA | 704
PETE | 5009729 | 10.520.686 | KIT, REPAIR, KNF PUMP, FOR MODEL 42D NOX ANALYZERS, USED ON PETE CEMS. |  |  | 9267 | 2FA17F7 | 2 | EA | 134
PETE | 5505151 | 10.522.796 | SWITCH, MICRO, 6819, 125VAC / 15A, 250VAC / 1/8HP, 480VAC / 1/8HP, UND. LAB. INCL.. |  |  | BZ-RW21 | 1FA5F22 | 1 | EA | 8.72
PETE | 5015170 | 10.531.188 | LID ASSEMBLY FOR THE FILTER HOUSING, FOR SP200/320 DEGREE C PROBE, USED AT THE CEMS & SCR M&C PROBES, FOR PROBES AFTER 2004. |  |  | 93S1986 | 1FA1C38 | 4 | EA | 4379.12
PETE | 5015179 | 10.523.891 | SUCTION TUBE W/STAINLESS STEEL FILTER, FOR SP200/320 DEGREE C PROBE, USED AT THE CEMS & SCR M&C PROBES. |  |  | 93S4035 | 1FA1D63 | 6 | EA | 1214.64
PETE | 5015181 | 10.516.679 | EDUCTOR NOZZLE COMPLETE ASSY, FOR SP200/320 DEGREE C PROBE, USED AT THE CEMS & SCR M&C PROBES FOR H320 VERSIONS ONLY. |  |  | 93S4002 | 1FA1D64 | 4 | EA | 1928
PETE | 5009677 | 10.509.457 | LAMP, MODE, FOR MODEL 200 PROBE CONTROLLER, USED ON PETE #1 & #2 CEMS. |  |  | 4734 | 1FA5E16 | 3 | EA | 112.2
PETE | 5608272 | 10.527.418 | CABLE, SENSOR, 28' LENGTH (CABLE USED TO CONNECT SENSOR TO LOCAL JUNCTION BOX) -- NOTED AS "B8", BUT CAN BE ISED AT OTHER LOCATIONS (WE STOCK THIS CABLE BECAUSE IT IS THE LONGEST AND CAN BE SHORTENED FOR USE AT ANY OTHER SENSOR. |  |  |  | SB3A1A4 | 3 | EA | 720
PETE | 6101103 | 10.500.012 | GAUGE, PRESSURE, RANGE- 0- 30, FACE/MATL- 4.5IN CONNECTION- WALL L. |  |  | 9834125 | 2FA22C3 | 1 | EA | 65.13
PETE | 5015680 | 10.516.601 | FILTER, RETURN AIR, 16.5 X 9.5 X 1, USED IN SHELTER, MATS MONITORS STACK 1,2,3,4. |  |  | 23-0008 | 4FA72B1 | 16 | EA | 83.84
PETE | 6621276 | 10.513.924 | BOARD, SERVO, G.E. DWG. NO. IS200VSVOH1B, FOR MARK VI CONTROLS, G.E. TURBINE, S/N 170X457, 170X755. |  |  | IS200VSVOH1B | 2FA2B36 | 2 | EA | 14169.94
PETE | 5225499 | 10.512.074 | VALVE, BUTTERFLY, RUBBER LINED, 8", PRESS CLASS-125 LB, BODY MATERIAL-ASTM A126-B, END PREP-FFTBEHT, SERVICE-CLARIFIED WATER, PRESS-10 PSIG, TEMP-115 F, ACT. TYPE-HANDWHEEL, FOR PETERSBURG WATER TREATMENT. |  |  | 397-575 | SB1LE11 | 2 | EA | 465.62
PETE | 6011184 | 10.529.620 | FUSE, MONITOR, 2A, FAST BLOW, 5 X 20 Mm, FOR DURAG MODEL 290 OPACITY MONITORS. |  |  | 00140-03970 | 1FA1D49 | 11 | EA | 44
PETE | 1602311 | 10.511.291 | SOCKET, FEMALE, CIRCULAR CONNECTION, AMPHENOL, 7-PIN, WEATHERPROOF, CORD MOUNT, FOR PETE #1 BOILER SECONDARY AIR DAMPERS. |  |  | MS3102E24-2S | 1FA4F18 | 6 | EA | 185.76
PETE | 5216356 | 10.531.046 | MIXER, HELICAL-WORM RIGHT ANGLE DRIVE 2 HP TEFC MOTOR, 460V/60HZ, 304SS WETTED PARTS, DUAL-4 BLADE 22" 0 IMPELLER, 2" 0 X 9 FT.-4" LG. SHAFT, PHIL. #MT-02-PTO-FM FOR RAPID MIX TANK ASSY-DWG. |  |  | MT-02-PTO-FM | SB1LF3 | 0 | EA | 0
PETE | 5609001 | 10.516.779 | FUSE, BREAKER, PTW5-2-110-722FF |  |  | 9F60BHH001 | 2FA6D2 | 8 | EA | 1734.32
PETE | 5015178 | 10.535.683 | OUTLET TUBE FOR SILUTION CROSS ASSY, 6mm TO 8mm, FOR SP200/320 DEGREE C PROBE, USED AT THE CEMS & SCR M&C PROBES FOR DILUTIN PROBES WITHOUT A BALL VALVE. |  |  | 93S4073 | 1FA1D63 | 4 | EA | 1180
PETE | 5015192 | 10.532.155 | VITRON O-RING FOR EDUCTOR NOZZLES, USED IN SP200/180 DEGREE C PROBE, USED AT THE CEMS & SCR M&C PROBES. (MAINTAIN (10) IN STOCK) |  |  | ORV0013 | 1FA1E61 | 7 | EA | 96.6
PETE | 5015180 | 10.528.976 | BYPASS EDUCTOR NOZZLE COMPLETE ASSY, FOR SP200/320 DEGREE C PROBE, USED AT THE CEMS & SCR M&C PROBES FOR H320/BR VERSIONS ONLY. |  |  | 93S4003 | 1FA1D63 | 4 | EA | 1796
PETE | 4005045 | 10.535.389 | SWITCH, WESTINGHOUSE QUICKLAG P BREAKER, CAT # HQP-2020, STYLE 657D072G06, 20A, 2-POLE, 120/240 V., FOR PETE #1 N.Q.P. PANELBOARD LIGHTING DISTRIBUTION CABINETS. |  |  | HQP-2020 | 1FA5A21 | 1 | EA | 149.67
PETE | 7005343 | 10.515.757 | COUPLING, FLUID, TWIN DISC, MODEL 12.4 H.C.M., FOR EWS #7 & PETE #1 & #2 AIR PREHEATER DRIVES. |  |  | 12.4 | SB1AB9 | 1 | EA | 1779.1
PETE | 7005301 | 10.508.136 | COUPLING, SHAFT-COMPLETE, SIZE- 50T20 1ST BORE- ROUGH BORE, 2ND BORE- ROUGH BORE |  |  | I54ST05203 | 1FA7H21 | 1 | EA | 302.08
PETE | 5305050 | 10.516.375 | ELEMENT, AIR FILTER, 40 MICRON, FOR PETE #1 & #2 LIMELIGHT IGNITION OIL SYSTEM. |  |  | PS701P | 2FA11D8 | 15 | EA | 273.9
PETE | 4005149 | 10.526.723 | BREAKER, CIRCUIT, 20A, 120V, SINGLE PHASE. |  |  | THQB1120 | 1FA5F24 | 1 | EA | 19.92
PETE | 5403142 | 10.508.772 | HEATER, THERMAL OVERLOAD TRIP, 6.92 AMPS, SIZE 1, P/N CR123-C7.78A. |  |  | CR123-C7.78A | 2FA7E39 | 6 | EA | 95.76
PETE | 6407302 | 10.508.749 | HEATER, SPACE, 319B378H07 FOR WESTINGHOUSE MOTOR TYPE AAEP, FRAME 504, 125HP, 1780 RPM, 440V, 60 CY, USED ON COAL CONVEYOR #6 HOIST DRIVE. |  |  |  | 2FA6B15 | 2 | EA | 58.08
PETE | 5015688 | 10.518.742 | INDICATOR FLOW METER, HCL PROBE CONTROLLER, USED ON MATS MONITORS STACK 1,2,3,4. |  |  | 27-0145 | 2FA8F10 | 6 | EA | 597.6
PETE | 7901560 | 10.501.970 | CAPACITOR, HEATER, CHROMALOX #1432-0002-003 USED ON CHROMALOX UNIT HEATERSIN PETE PLANT & SCRUBBER. |  |  |  | 2FA23H20 | 1 | EA | 21.46
PETE | 5013016 | 10.502.070 | TIE MOTHERBOARD WITH COMPUTER MODULE FOR ULTRAFLOW 150 STANDARD SYSTEM. |  |  | 1903-0100-01 | 2FA20B9 | 1 | EA | 2581
PETE | 6101166 | 10.508.610 | GAUGE, PRESSURE, RANGE/ 0- 30, FACE/MATL- 2.5IN DIAL, TYPE 1122. |  |  | 9767045 | 2FA22F5 | 2 | EA | 57.4
PETE | 5404852 | 10.526.681 | BREAKER, ADJUSTABLE INSTAN. MAGNETIC, HE3-H050, FOR ITE MOTOR CONTROL CENTERS. |  |  |  | 2FA7B15 | 2 | EA | 1801.6
PETE | 6002112 | 10.520.203 | PROBE, TRANSDUCER, AXIAL POSITION, 3300 XL, 11MM, FOR BENTLY NEVADA VIBRATION MONITORING SYSTEM (TSI), USED ON PETE #1 G.E. TURBINE, S/N 170 X 583. |  |  | 330701-00-40-10-12-00 | 1FA5A40 | 1 | EA | 365
PETE | 5607093 | 10.530.223 | GAUGE, PRESSURE, 0-200 PSI, 2.5 IN DIAL, FOR US GAUGE, USED 1/2 ID FAN CONSOLES. |  |  | P845FF-138048 (DISCONTINUED) | 2FA22F2 | 2 | EA | 33.98
PETE | 5215005 | 10.509.988 | PUMP, REVERSE OSMOSIS, US FILTER - INSIDE UNIT |  |  | W2T368194 | SB1SA6 | 1 | EA | 12037.87
PETE | 4005128 | 10.514.815 | BREAKER, CIRCUIT, 30A, 120/240 V, 2 POLE, QOB TYPE. |  |  | QOB230 | 1FA5B27 | 2 | EA | 61.82
PETE | 5009691 | 10.520.350 | PUMP, (KNF) ANALYZER, FOR MODEL 43B SO2 ANALYZER, USED ON PETE #1 & #2 CEMS. |  |  | 8550 | 2FA17B12 | 2 | EA | 1919.4
PETE | 4005146 | 10.507.038 | BREAKER, CIRCUIT, AMPS- 15A, F FRAME |  |  | RF3015 | 2FA23F10 | 5 | EA | 2282.35
PETE | 5009672 | 10.533.175 | REGULATOR, 0-50 PSI, FOR MODEL 200 PROBE CONTROLLER, USED ON PETE #1 & #2 CEMS. |  |  | 8182 | 1FA5D26 | 3 | EA | 152.4
PETE | 5407183 | 10.526.730 | BREAKER, CIRCUIT, 30A, 600VAC, 3-PHASE, MCP TYPE, MAGNETIC DUTY, INSTANTANEOUS TRIP. |  |  | HMCP030H1C | 2FA6C25 | 1 | EA | 995.06
PETE | 5404811 | 10.527.603 | CARRIER ASSY, CONTACT, S/2, CAT. #G223D, FOR ITE MOTOR CONTROL CENTERS. |  |  | G223D | 2FA7G14 | 3 | EA | 79.98
PETE | 6905844 | 10.533.006 | PUMP, TRANSFORMER OIL, PART NO. HBC4X4-42/460. CLASS F INSULATED, 460V/3PH/60Hz. FOR ELIN, FOA TRANSFORMERS, S/N - 1673195 & 1670634 (PETERSBURG 3 & 4 MAIN GSU TRANSFORMERS). |  |  | HBC4X4-42/460 | SB1NA1 | 2 | EA | 19280
PETE | 5009301 | 10.536.488 | WIPER, VALVE, EPDM, FOR CLARKSON 8" KGD VALVES, USED ON PETE #1 & #2 SCRUBBERS. |  |  | 08187 | 2FA17A3 | 4 | EA | 154
PETE | 7004032 | 10.526.347 | BELT, V-DRIVE, CUT LENGTH- 34, TOP WIDTH- 1/2, MODAC 4L340, (4 PER SET). |  |  | I54ST04414 | 1FA6G30 | 1 | ST | 9.8
PETE | 6101153 | 10.517.530 | GAUGE, PRESSURE, RANGE- 0-2000, FACE/MATL- 4.5IN CONNECTION- 0.5IN L |  |  | 45-1279BSL-04L-2000# | 2FA22C6 | 2 | EA | 358.5
PETE | 6907133 | 10.511.897 | TRANSFORMER, POTENTIAL G.E. TYPE JVM-3, CAT. #643X90 (UNFUSED) RATIO 35.1,INSULATION CLASS 5KV ACCURACY CLASS 0.3W, 0.3X, 0.3Y, 1.2Z FOR USE ON 4160VAC. |  |  | 643X90 | 2FA7H27 | 3 | EA | 1360.8
PETE | 5205188 | 10.532.655 | RADS AREA SUMP, BADU , OVERLFOW TANK LEVEL TRANSMITTER |  |  | 3102HA1FRCNAQ4ST | 2FA22D28 | 1 | EA | 1375.16
PETE | 6011181 | 10.516.158 | DIODE, LED ASSEMBLY, FOR DURAG MODEL 290 OPACITY MONITORS. |  |  | 00310-00003 | 1FA1D49 | 2 | EA | 1673.26
PETE | 4007310 | 10.500.335 | BULB, XENON REPLACEMENT, FOR EDWARDS STROBE LIGHT (94DFR-N5), USED ON PETE COAL PULVERIZERS & COAL HANDLING EMERGENCY ALARM SYSTEMS. |  |  | 92-ST | 1FA5B35 | 10 | EA | 454.6
PETE | 5015788 | 10.514.975 | WAFER DEVICE, SULFER DIOXIDE, TYPE 30T4, USED AT PETE STATION 7 ENVIRONMENTAL MONITORING TRAILER, CEMS. (REFRIGERATION REQUIRED) |  |  | 157-534-0082-MLRA-C50 | 2FA25FRIDG | 1 | EA | 338.33
PETE | 7001179 | 10.110.535 | BEARING, BALL, SINGLE ROW, RADIAL, MEDIUM SERIES, 30 MM BORE, 2 SEALS, W/ SNAP RING. |  |  | 62062RSJEM | 1FA7E60 | 2 | EA | 52.24
PETE | 3908768 | 10.536.412 | VALVE, BALL, UNI-DIRECTIONAL, MOGAS, 2 1/2" BW. ANSI 3100#, F-22 BODY, INCONEL TRIM, W/LOCKING HANDLE. (DO NOT SUBSTITUTE) |  |  | F11826001 | 4FA57B6 | 2 | EA | 5840
PETE | 5205220 | 10.523.078 | SWITCH, LEVEL, THE POINT SERIES, RF ADMITTANCE, P/S 19-250 VAC, 18-200 VDC, ONE DPDT RELAY-DRY CONTACTS-5A, 120 VAC MIN 100 mA/12VDC, FMcAPPROVED NEMA 4X/IP66, 3/4" CONDUIT ENTRIES, 25 FT CABLE |  |  | PLL1-3312-DC3Z0457 0-254 | 2FA60A | 1 | EA | 3425
PETE | 3908837 | 10.529.306 | GASKET, BONNET, FOR CRANE, MODEL 16IN. 300LB, TYPE GATE VALVE MANUFACTURERPART NO = 053-012-077 |  |  | 053-012-077 | 4FA70G2 | 2 | EA | 1019.5
PETE | 5303500 | 10.507.362 | CLAW, CAST STEEL FOR LOWER WATER WALL HEADERS COOPER ENGINEERING, DESC BOILER EWS 7 MANUFACTURER PART NO = 1B6583A |  |  | 1B6583A | 2FA2A14 | 10 | EA | 172.4
PETE | 6011125 | 10.504.865 | MONITOR, OPACITY, COMPLETE UNIT, DURAG MODEL 290, CONSISTING OF: TRANSCEIVER, REFLECTOR {#2} & 2 REMOTE CONTROLLERS ("AW"-CONTROL ROOM MOUNTED) ("AZ" STACK OR DUCT MOUNTED), PATH LENGTH = 17.5 FT., FOR PETE #1 SCRUBBED DUCT. |  |  |  | 4FA50B14 | 1 | ST | 11415
PETE | 7005311 | 10.508.117 | GRID,COUPLING, REPLACEMENT FOR FALK COUPLING TYPE5 50T20 |  |  | K62IT96467 | 1FA7E54 | 1 | EA | 72.48
PETE | 3908502 | 10.536.102 | VALVE, GATE, 1" 600# OS&Y, ALLOY 20 SW BODY, SOLD WEDGE, TFE PACKING W/MTR'S (MILL TEST REPORTS) FOR WTR TREATMENT SYSTEM #1-2-3 UNITS. |  |  | 8554-3256 | 4FA56A2 | 2 | EA | 2841.26
PETE | 5711542 | 10.067.418 | CLAMP, PIPE DURITE, SIZE- 5, TYPE- FLANGE. |  |  | 170215 | 4FA54B7 | 8 | EA | 98.4
PETE | 5015189 | 10.512.155 | GRAPHITE WASHER, LID SEAL RETAINING, FOR SP200/320 DEGREE C PROBE, USED AT THE CEMS & SCR M&C PROBES, (1) PC PER PROBE REQUIRED. |  |  | ST0035 | 1FA1E60 | 4 | EA | 55.2
PETE | 6001246 | 10.524.399 | WASHER, SPRING, 12/SET, ENVIRONMENTAL DATA DURAG OPACITY MONITOR MANUFACTURER PART NO = 310-00109 |  |  |  | 2FA17E39 | 4 | ST | 62.72
PETE | 5613416 | 10.517.371 | GASKET, FILTER FOR FISHER PRESSURE CONTROLLER MODEL WIZARD II MFG PART # 1C898603012 |  |  | 1C898603012 | 2FA5F48 | 11 | EA | 6.16
PETE | 6706920 | 10.510.667 | RING, CASING WEAR (OVERSIZED .250" ON OD) FOR HAYWARD TYLER, MODEL 1100 MANUFACTURER PART NO = 40746/23/18.760 |  |  |  | SB1MB2 | 1 | EA | 6805
PETE | 5203708 | 10.520.738 | RTD, 3 WIRE, 10 OHM COPPER, 1/4" OD X 17.25" OAL, 316 SS, SINGLE ELEMENT, 6" TEFLON LEADS BEYOND SHEATH FOR PETE #2 CIRC. WATER TEMP. PROBES. |  |  | ELR-CS-250-B-1-17.25-0-0-0-6 | 2FA8F31 | 1 | EA | 178.47
PETE | 5304245 | 10.530.247 | HOSE, FLEXIBLE, 3/8" X 24", SS WIRE BRAID, FOR PETE #1 ABB C-E SVCS. FLAME SCANNERS. |  |  | 1G-4500 | 1FA6G10 | 2 | EA | 624
PETE | 5015945 | 10.508.210 | FLOW METER, CEMS DWYER, 27-0152, LPM |  |  | VFB-66-PF-SS | 2FA9F25 | 2 | EA | 199.2
PETE | 5205476 | 10.507.875 | COMPLETE PUMP, W/FLUSHLESS MECHANICAL SEAL (REPLACEMENT FOR FGD EQUALIZATION TANK EFFLUENT PUMP |  |  | 5R142 W/SLM SEAL | SB3J | 2 | EA | 48347.58
PETE | 5601888 | 10.529.605 | FUSE, FOR DCM, 7 AMP, BECK DRIVE POSITIONERS, PETE 1 PULVERIZER HOT AND COLD AIR DAMPERS, SOFA TILT, FD INLET DAMPER, FD OUTLET DAMPER, ID OUTLET DAMPER, AND BURNER TILTS. 5/PK |  |  | 11-1373-01 | 4FA5B28 | 9 | PQ | 147.69
PETE | 4005092 | 10.532.186 | OPERATOR, SELECTOR SWITCH, SK TYPE, 2-POSITIONS, OPERATIONS MAINTAINED, 30MM, STANDARD BLACK KNOB, NON-ILLUMINATED, NEMA RATED ENCLOSURE. |  |  | 9001SKS12B | 1FA5F40 | 4 | EA | 264.6
PETE | 5216461 | 10.523.460 | THERMOCOUPLE, THRUST BEARING FOR BOILER FEED PUMP BYRON JACKSON PUMP MANUFACTURER PART NO = TEJ316U-304-SST |  |  | TEJ316U-304-SST | 2FA23G18 | 1 | EA | 419.6
PETE | 5606011 | 10.533.934 | SECONDARY DISCONNECT (UNBILICAL CORD PLUG) |  |  | 77360G05T | 2FA11F25 | 1 | EA | 66.47
PETE | 5301860 | 10.520.404 | RECEPTACLE, CONTROL, 6 PIN, MALE, 12" PIGTAIL #14 WIRE, USED ON UNIT 1 SOOTBLOWERS. |  |  | 888N-M6AF1-1F | 1FA5E43 | 2 | EA | 77.62
PETE | 5008547 | 10.522.144 | SOLENOID, VALVE, TEST GAS, PTPFA BODY, FOR PETE CEMS. |  |  | M442C2DFS-HV | 1FA1B6 | 3 | EA | 848.16
PETE | 5401916 | 10.515.638 | COIL, THERMAL OVERLOAD TRIP, CUTLER-HAMMER PT #H1045, 22.4 - 25.3 AMPS, FOR UNIT 1 MOTOR CONTROL CENTERS. |  |  | H1045 | 2FA7F51 | 4 | EA | 148.92
PETE | 6001480 | 10.527.930 | KIT, REPAIR, FOR FISHER, STYLE CONTROLLER MANUFACTURER PART NO = R2502X00L52 |  |  | R2502X00L52 | 2FA24C4 | 1 | EA | 94.84
PETE | 4007431 | 10.531.196 | STROBE LIGHT, FLASHING, W/ RED LENS, 120 VAC, FOR PETE COAL PULVERIZERS & COAL HANDLING EMERGENCY ALARM SYSTEMS. |  |  | 94DFR-N5 | 4FA51A5 | 4 | EA | 1314.32
PETE | 5401914 | 10.508.771 | HEATER, THERMAL OVERLOAD TRIP, CUTLER-HAMMER PT #10177H1039, 11.5 - 12.9 AMPS, FOR UNIT #1 MOTOR CONTROL CENTERS. |  |  | 10177H1039 | 2FA7F51 | 6 | EA | 301.58
PETE | 7004024 | 10.500.308 | BELT, V-DRIVE, CUT LENGTH- 41", TOP WIDTH- 1/2", MODAC 4L410 OR EQUAL. |  |  | 4L410 | 1FA6F64 | 1 | EA | 4.45
PETE | 5617493 | 10.513.977 | BOARD, AUX CONTROLLER FOR BETA PRODUCTS INC, MODEL 512, FIRMWARE V11-29-90 |  |  | 309094-003 | 2FA17G6 | 1 | EA | 1835
PETE | 6625291 | 10.527.357 | BUSHING, INNER CONTROL VALVE, SEQUENCE #72516, G.E P/N 196B4867P0101, FOR BOILER FEED PUMP TURBINE, G.E. 153129/SER. NO. 170X755. |  |  | 196B4867P0101 | 2FA12D18 | 1 | EA | 4984.35
PETE | 6625292 | 10.527.366 | BUSHING, OUTER CONTROL VALVE, SEQUENCE #72525, G.E P/N 196B4868P0101, FOR BOILER FEED PUMP TURBINE, G.E. 153129/SER. NO. 170X755. |  |  | 196B4868P0101 | 2FA12D19 | 1 | EA | 3943.8
PETE | 6607259 | 10.508.311 | DIODE, GAS TURBINE & EWS 7 MARK V & VI CONTROLS, 1200 VOLTS, 45 AMPS, SKKD4, GE DWG NO. 104X125DC014. |  |  | 104X125DC014 | 2FA2F38 | 1 | EA | 50
PETE | 6621217 | 10.507.656 | CAP- MYLAR - FILM- TUBLR-0.10, 68A7081P2, FOR MARK VI TURBINE CONTROLS, EWS#7. |  |  | 68A7081P2 | 2FA2E40 | 1 | EA | 57
PETE | 6621219 | 10.501.021 | CAPACITOR,FIXED, ELECTROLY, DWG #68A7864P5,MARK VI TURBINE CONTROLS,EWS #7. |  |  | 68A7864P5 | 2FA2E4 | 1 | EA | 119
PETE | 6621220 | 10.515.240 | CAP ELECTROLYTIC,MARK VI CONTROLS, DWG # 68A7057P3000 |  |  | 68A7057P3000 | 2FA2F33 | 1 | EA | 13
PETE | 6621259 | 10.526.613 | BOARD, TC2000 AC/DC CONV BOARD, DWG: DS200DACAG1A, MARK VI CONTROLS, EWS #7. |  |  | DS200DACAG1A | 2FA2D21 | 1 | EA | 7409
hss | 6625281 | 10.507.158 | BUSHING, COMBINED REHEAT VALVE UPPER HEAD OUTER, FOR G.E. COMPANY, S/N 170X457 TURBINE, AREA EWS 7 MANUFACTURER PART NO = 165A1486P0101 |  |  | 165A1486P0101 | 2FA3A4 | 1 | EA | 2690.73
PETE | 5015002 | 10.528.322 | DETECTOR, VOLTAGE, SHORT CIRCUIT, XVC724. |  |  | 3BHE009017R0102 | 2FA24E15 | 1 | EA | 3883.95
PETE | 5015006 | 10.508.313 | DIODE, HIGH VOLTAGE, UGE 0221AY4 |  |  | 3BHL000986P3001 | 2FA24E16 | 2 | EA | 1701
PETE | 5015009 | 10.526.589 | BOARD, CONTROL, PPC380 AE02: AMC 3, 100 MHZ COMPLETE |  |  | EE300885R0102 | 2FA24I6 | 1 | EA | 8265
PETE | 5015016 | 10.516.063 | CONVERTER, AC-DC, +1-24V, DUAL 250W, TYPE LWN2660-6 |  |  | HL000986P7002 | 2FA24B6 | 1 | EA | 1411.5
PETE | 5015022 | 10.527.855 | CONTACT, AUXILIARY, 11DIL |  |  | 3BHB006467P0010 | 2FA24F34 | 1 | EA | 2056.32
PETE | 5015021 | 10.500.369 | CONTACTOR, AUXILIARY, 24 VDC, DILR22-G |  |  | 3BHB006467P0004 | 2FA24G15 | 1 | EA | 2056.32
PETE | 5015026 | 10.527.861 | CONTACT, AUXILIARY, (INO & INC), NH11S-PKZ2 |  |  | 3BHL000499P0004 | 2FA24G16 | 1 | EA | 1128.33
PETE | 5015027 | 10.526.738 | BREAKER, CIRCUIT, MINIATURE, FAZ-C6 |  |  | 3BHB000623P0006 | 2FA24F33 | 1 | EA | 1128.33
PETE | 5015028 | 10.526.713 | DISCONNECTOR, LINE, NEUTRAL, FAZ-XNT |  |  | 3BHB000630P0001 | 2FA24F26 | 1 | EA | 1128.33
PETE | 5015029 | 10.515.560 | CONTACT, AUXILIARY, IW, FAZ-XH1001 |  |  | 3BHL000629P0003 | 2FA24F35 | 1 | EA | 1128.33
PETE | 5015030 | 10.514.831 | BREAKER, CIRCUIT, MINIATURE, FAZ-C2 |  |  | 3BHB000623P0003 | 2FA24F27 | 1 | EA | 1128.33
PETE | 5015031 | 10.503.362 | BREAKER, CIRCUIT, MINIATURE, PKZM 0-16-T, MOTOR PROTECTION |  |  | 3BHL000479P0007 | 2FA24E28 | 1 | EA | 1128.33
PETE | 5015032 | 10.526.739 | BREAKER, CIRCUIT, MINIATURE, FAZ-2 C10-DC |  |  | 3BHB012515R0005 | 2FA24F32 | 1 | EA | 1128.33
PETE | 5015033 | 10.514.832 | BREAKER, CIRCUIT, MINIATURE, FAZ-2-C6-DC |  |  | 3BHB012515R0004 | 2FA24F31 | 1 | EA | 1128.33
PETE | 5015038 | 10.525.327 | ADAPTER, FIXING, MOUNTING DEVICE, M22-A |  |  | 3BHB012869R0001 | 2FA24F27 | 1 | EA | 2056.32
PETE | 5015043 | 10.526.582 | BOARD, FAST SHORT CIRCUIT DETECTOR, UFC784AE101 |  |  | 3BHE003688R0101 | 2FA24J2 | 1 | EA | 3883.95
PETE | 7004264 | 10.525.930 | BELT, V-DRIVE, 2-BAND, GRIPNOTCH, GRIPBAND, FOR PETE #1 & #2 SCRUBBER LIMESTONE SUMP & MAKE-UP WATER PUMPS. |  |  | 2/5VX560 | SB3CWALL | 4 | EA | 0.04
PETE | 7901617 | 10.513.444 | AIR CONDITIONING UNIT, 4000 BTU, 115 VAC, 1172 WATTS, FOR USE IN COOLING THE ELECTRONICS CABINETS FOR 12A & 12B COAL CONVEYORS SOFT STARTERS AND VFD'S ON UNIT 1 & UNIT 2 COAL FEEDERS, HOFFMAN SELF-CONTAINED. |  |  | M280416G007 | 4FA58DWALL | 1 | EA | 2250
PETE | 6011342 | 10.507.118 | BLOCK, DIODE, QUINT POWER SUPPLY, FOR PETE #2 EMERSON OVATION CONTROL SYSTEM. |  |  | 3A41491H77 | 2FA9C10 | 3 | EA | 2322
PETE | 5601984 | 10.504.450 | CPS MODULE, HAROLD BECK & SONS, FOR 11-206-141089-13-XX HOT AIR DAMPER DRIVES. |  |  | 20-3400-02 | 4FA5E28 | 2 | EA | 1900
PETE | 5015186 | 10.507.128 | ALUMINUM BLOCK, FOR THERMOCOUPLE MOUNTING ON SP200/180 DEGREE C PROBE, USED AT THE CEMS & SCR M&C PROBES, FOR PROBES AFTER 2004. |  |  | 93S0016 | 1FA1D65 | 1 | EA | 102
PETE | 5015563 | 10.525.741 | ADD ON SWITCH, CONTAINS ONE S.P.D.T. CONTACT, RATED 4 AMPS @ 250 VAC., USED ON PETE SBS, PJFF, ACIS, POWELL SWITCHGEAR. |  |  |  | 2FA8F44 | 1 | EA | 31
PETE | 5015576 | 10.507.964 | DRIVE, VARIABLE FREQUENCY, 380-480 VOLTS AC, USED ON THE ATLAS COPCO BDE1100+ AIR DRYERS IN THE SBS COMPRESSOR BUILDING. |  |  | ACS550-01-045A-4-4+B055 | 2FA56B3 | 1 | EA | 3494
PETE | 5015654 | 10.507.771 | COVER, PUMP, MARK 3 PUMP PARTS LIST & DRAWINGS ITEM 1220, ITEM #DY53443A-D4, S/N #1137359CHP002A/113759CHP003A, USED IN SBS REAGENT FEED & DILUTION WATER FEED PUMPS. |  |  | 78774536 | 2FA9I1 | 1 | EA | 2727
PETE | 5015679 | 10.523.431 | AMBIENT TEMPERATURE THERMISTOR, 42i NOX ANALYZER, USED ON PETE MATS MONITORS STACK 1,2,3,4. |  |  | 75-101688-00 | 2FA8F22 | 3 | EA | 109.35
PETE | 5015705 | 10.508.777 | BENCH HEATER ASSEMBLY, MODEL 410i, THERMO FISHER, USED ON MATS MONITORS STACK 1,2,3,4. |  |  | 75-102015 | 2FA8F19 | 1 | EA | 410.4
PETE | 5015707 | 10.535.484 | ASSEMBLY FLOW TRANSDUCER, MODEL 410i, THERMO FISHER, USED ON PETE MATS MONITORS STACK 1,2,3,4. |  |  | 75-102055-00 | 2FA8F15 | 1 | EA | 616.95
PETE | 5015721 | 10.514.800 | CAP ASSEMBLY (0041.110), (0042.206) & (0041.111), MODEL PMI 3200 DILUTION PUMP, USED ON PETE MATS MONITORS STACK 1,2,3,4. |  |  | 78-0041.108 | 2FA8E13 | 1 | EA | 285
PETE | 5015726 | 10.530.457 | ACOUSTIC FOAM INSERT FOR ULTRAFLOW 150 USED FOR PETE MATS MONITORS STACK 1,2,3,4. |  |  | 79-1001-0103-01 | 2FA8E12 | 4 | EA | 16.2
PETE | 5015728 | 10.526.273 | BOARD, DUAL ANALOG INPUT PC, ULTRAFLOW 150, USED ON PETE MATS MONITORS STACK 1,2,3,4 |  |  | 79-1903-0350-01 | 2FA8F16 | 1 | EA | 1497.15
PETE | 5015765 | 10.507.733 | CLAMP FOR DILUTION AND EDUCTOR BLOCK, USED ON PETE 1-4 MATTS Hg STACK PROBES AND CEMS 3&4 STACK PROBES. |  |  | 93S4417 | 2FA8F4 | 2 | EA | 136.44
PETE | 5013013 | 10.511.853 | BAROMETRIC PRESSURE TRANSDUCER FOR ULTRAFLOW 150, TRANSDUCER INTERFACE PC BOARD ASSEMBLY. |  |  | 1903-0300-01 | 2FA20F15 | 1 | EA | 1000
PETE | 5008016 | 10.506.919 | BEARING, BALL, RADIAL, PUMP, 1/4 X 5/8 X .196, SELAED, BOX, FOR PETE 1,2,3,4 CEMS ANALYZERS. |  |  | P20BH00440 | 1FA1G17 | 12 | EA | 34.92
PETE | 5901946 | 10.531.072 | DUPLINE KANALG, MODBUS RTU, USED ON PETE 2 PJFF SERVICE ELEVATOR, GEDA USA, SPEC. P-6219. |  |  | G 3496 0005 700 | 4FA3E14 | 1 | EA | 606.72
PETE | 5901968 | 10.527.894 | CONTACTOR, 115V, 60HZ, 40A, USED ON PETE 2 PJFF SERVICE ELEVATOR, GEDA USA, SPEC. P-6219. |  |  | LC1-D258FE7 | 4FA3E16 | 1 | EA | 168.21
PETE | 5901969 | 10.502.062 | CONTACTOR, 115V, 60HZ, 40A, USED ON PETE 2 PJFF SERVICE ELEVATOR, GEDA USA, SPEC. P-6219. |  |  | LC1-D25FE7 | 4FA3E16 | 1 | EA | 131.61
PETE | 5901012 | 10.527.077 | CABLE, TRAVELING, USED ON PETE 2 PJFF SERVICE ELEVATOR, GEDA USA, SPEC. P-6219. |  |  | 42379 | SB1DC4 | 50 | FT | 7450
PETE | 5225670 | 10.525.266 | ACTUATOR, PNEUMATIC, USED ON 2" XOMOX PLUG VALVES FOR PETE WATER TREATMENT. |  |  | AC105DA | 2FA18G11 | 2 | EA | 308.52
PETE | 5225672 | 10.506.712 | ACTUATOR, PNEUMATIC, USED ON 4" ABZ BUTTERLFY VALVES, FOR PETE WATER TREATMENT. |  |  | AC125SR-FAIL CLOSE | 2FA18I22 | 2 | EA | 442.28
PETE | 6905142 | 10.526.894 | BUSHING, 15 KV, 3000 AMP TYPE A, FOR 7B UNIT AUX TRANSFORMER E.W.S. ABB DWG NO. T015J0300AQ. |  |  | 015J0300AQ | SB3J | 4 | EA | 8632
PETE | 5225156 | 10.528.406 | COUPLING GUARD |  |  | 1-16456 | 2FA25I36 | 2 | EA | 1316
PETE | 5225185 | 10.527.589 | CARD, PLC DIGITAL IP, 16 PT, COMPACT LOGIX, 24 VDC |  |  | W2T232620 | 2FA25H61 | 1 | EA | 467
PETE | 5205201 | 10.515.101 | CABLE, 30FT, FOR Ph/ORP SENSOR, TUph RETRACTABLE VARIOPOL CONNECTOR |  |  | 24281-08 | 2FA22G29 | 1 | EA | 228
PETE | 5205202 | 10.515.100 | CABLE, 100FT, FOR Ph/ORP SENSOR, TUph RETRACTABLE VARIOPOL CONNECTOR |  |  | 24281-04 | 2FA22H29 | 2 | EA | 886
PETE | 5205233 | 10.516.669 | DUAL HI-LO PRESSURE SWITCH, ADJUSTABLE 15-0-15 IN HG |  |  | 74V1-K117-N4-B1A/50-300TS-02T-CF | 2FA22A27 | 1 | EA | 580.5
PETE | 5205234 | 10.501.109 | DUAL HI-LO PRESSURE SWITCH, ADJUSTABLE 15-0-15 IN HG |  |  | 54-RB-M-117-L4-L2A | 2FA22B27 | 1 | EA | 687
PETE | 5205323 | 10.513.787 | BLOWDOWN COOLER BRINE IN PRESSURE TRANSMITTER |  |  | M221568 | 2FA24I3 | 1 | EA | 7437.11
PETE | 6011013 | 10.528.624 | CYLINDER, VALVE, OIL OPERATED AIR PILOT, EMERSON OVATION TURBINE CONTROLS |  |  | 2CLIN00041 | 2FA13D29 | 2 | EA | 2660
PETE | 6011038 | 10.525.628 | 20 A POWER SUPPLY, 24 VDC/20 AMP, DIN, EMERSON OVATION TURBINE CONTROLS |  |  | 1X01047H01L | 2FA19B6 | 2 | EA | 4050
PETE | 6011050 | 10.507.407 | COIL, DC, 125V, EMERSON OVATION TURBINE CONTROLS |  |  | TDM-2H-R3051D-CC-CDS-D-125-B-XF-SI-(5CL) | 2FA13F54 | 4 | EA | 880
PETE | 6011053 | 10.513.141 | ASSEMBLY, SOLENOID CABLE, EMERSON OVATION TURBINE CONTROLS |  |  | 3CBL-SL-X-X-X-030 | 2FA13A31 | 2 | EA | 306
PETE | 6011087 | 10.525.304 | ADAPTER, ROSEMOUNT TRANSMITTER, EMERSON OVATION TURBINE CONTROLS |  |  | 2HFIT00001 | 2FA13E50 | 2 | EA | 218
PETE | 6011096 | 10.512.990 | ADAPTER, ROSEMOUNT TRANSMITTER, EMERSON OVATION TURBINE CONTROLS |  |  | 2HFIT00002 | 2FA13F57 | 2 | EA | 316
PETE | 6011099 | 10.515.103 | CABLE, ACTIVE, EMERSON OVATION TURBINE CONTROLS |  |  | 3CBL-A-S-030 | 2FA13B32 | 2 | EA | 586
PETE | 6011100 | 10.527.645 | CONNECTOR, ELECTRICAL, EMERSON OVATION TURBINE CONTROLS |  |  | 78068-008 | 2FA13F55 | 4 | EA | 1088
PETE | 6011207 | 10.516.234 | COVER, CONTROL FOR MOUNTING DIRECTIONAL POPPET VALVE, EMERSON OVATION TURBINE CONTROLS |  |  | TDM-{3} | 2FA13E49 | 2 | EA | 1820
PETE | 6011208 | 10.507.753 | COVER, CONTROL, EMERSON OVATION TURBINE CONTROLS |  |  | TDM-{2} | 2FA13E49 | 2 | EA | 1022
PETE | 6011235 | 10.527.643 | CONNECTOR, CABLE, 30FT, EMERSON OVATION TURBINE CONTROLS |  |  | MTH-30-{3} | 2FA13D35 | 1 | EA | 186
PETE | 5706165 | 10.512.916 | 28" REPLACEMENT BLADE (ARGONICS RETRO) |  |  | CP-GS-28-G83 | 2FA59A3 | 1 | EA | 278
PETE | 6626125 | 10.501.503 | ATS PROCESSOR, RUSSELL ELECTRIC MODEL 2000 |  |  | 2205-0215 | 4FA50A7 | 1 | EA | 5009
PETE | 5205551 | 10.507.756 | COVER, PUMP, USED ON FGD SOFTNING POLYMER FEED PUMP, MODEL ABN 20 |  |  | Y220207 | 2FA22G15 | 1 | EA | 123.16
PETE | 5205552 | 10.506.996 | BOOT, HOSE, USED ON FGD SOFTNING POLYMER FEED PUMP, MODEL ABN 20 |  |  | Y217068 | 2FA22F44 | 2 | EA | 44.22
PETE | 5205554 | 10.515.005 | CLAMP, OUTBOARD, USED ON FGD SOFTNING POLYMER FEED PUMP, MODEL ABN 20 |  |  | Y218652 | 2FA22F44 | 2 | EA | 31.58
PETE | 5205555 | 10.515.004 | CLAMP, INBOARD, USED ON FGD SOFTNING POLYMER FEED PUMP, MODEL ABN 20 |  |  | Y217079 | 2FA22F45 | 2 | EA | 25.26
PETE | 5205559 | 10.514.346 | BRACKET, INSERT, USED ON FGD SOFTNING POLYMER FEED PUMP, MODEL ABN 20 |  |  | Y217132 | 2FA22F45 | 2 | EA | 94.74
PETE | 5205585 | 10.527.934 | CONTROLLER, LEVEL, WATER, 26ME1BOC |  |  | 49210552-13 | 4FA2A15 | 1 | EA | 309
PETE | 5205586 | 10.501.667 | CONTROLLER, LEVEL, WATER, 16ME1B0C |  |  | 49210552-02 | 4FA2A14 | 1 | EA | 306
PETE | 5205605 | 10.513.133 | ASSEMBLY, FLANGE & ELEMENT, (18) 10 KW ELEMENT, 10", 150# |  |  | 40940649-62 | SB1IA8 | 1 | EA | 8017
PETE | 5205621 | 10.527.886 | CONTACTOR, HEATER, 3 PHASE, 40/50 AMP, RES |  |  | 41310134-01 | 4FA2H14 | 4 | EA | 260
PETE | 5205626 | 10.504.063 | CONTROLLER, PROGRAMMABLE, ML 1400 PLC "MBP" |  |  | 40910511-01 | 4FA2F12 | 1 | EA | 1677
PETE | 5205627 | 10.515.283 | CARD, INPUT, 4 CHANNEL ANALOG INPUT |  |  | 20810024 | 4FA2F13 | 1 | EA | 596
PETE | 5606046 | 10.500.379 | CURRENT TRANSFORMER, SWITCHGEAR, CT/ITI, 50/5A, MODEL 590, C15, COMPLETE |  |  | 590-500-CERT | 4FA71B3 | 1 | EA | 912.88
PETE | 5606054 | 10.507.630 | CONTACTOR, SWITCHGEAR, 110/120 VAC, 3-POLE |  |  | CR553AB3AAAB0AAA | 4FA4B7 | 1 | EA | 281.45
PETE | 5606058 | 10.507.028 | BREAKER, SWITCHGEAR, 3 POLE, 15 AMP, 240 VOLT, LUG-LUG |  |  | THQC32015WL | 1FA1A31 | 1 | EA | 186.92
PETE | 5606059 | 10.526.692 | BREAKER, SWITCHGEAR, 3 POLE, 20 AMP, 240 VOLT, LUG-LUG |  |  | THQC32020WL | 1FA1A32 | 1 | EA | 168.08
PETE | 5606060 | 10.514.385 | BREAKER, SWITCHGEAR, 5KV, POWLVAC-ND, AC |  |  | 05PV50SNAX-11CCCXX01 | SB1CF8 | 1 | EA | 30748.05
PETE | 5606061 | 10.507.391 | COIL ASSEMBLY, SWITCHGEAR, 125 VDC CC ASSEMBLY, CLOSE |  |  | 77026G03P | 2FA7E53 | 2 | EA | 802
PETE | 5606062 | 10.527.814 | COIL ASSEMBLY, SWITCHGEAR, TRIP, 125 VDC |  |  | 77027G02P | 1FA1C32 | 1 | EA | 592.84
PETE | 5606063 | 10.527.265 | CHARGING ASSY, SWITCHGEAR, MOTOR, 120V |  |  | 77318G02P | 1FA1C36 | 1 | EA | 1056.95
PETE | 5004750 | 10.527.627 | CASING, SUMP PUMP, FOR 3" VERTICLE CANTILEVER PUMP, S/N 82745-1, 2 & 3. PUMP TYPE VPL3200 |  |  | 023-11410-001 | SB1MC7 | 2 | EA | 25767.72
PETE | 5004753 | 10.528.515 | DISCHARGE ELBOW, SUMP PUMP, FOR 3" VERTICLE CANTILEVER PUMP, S/N 82745-1, 2 & 3, PUMP TYPE VPL3200 |  |  | 091-22924-007 | 2FA14H3 | 1 | EA | 6202.53
PETE | 5402014 | 10.525.462 | AUX CONTACTS, 140G-G CIRCUIT BREAKER, 1NO-1NC, 250V |  |  | 140G-G-EA1AU | 2FA11F24 | 1 | EA | 187.24
PETE | 5402015 | 10.525.340 | ADAPTOR, MCC, PANEL MOUNT, DIN RAIL, E1 PLUS |  |  | 193-EPB | 2FA11E24 | 3 | EA | 72.81
PETE | 5402021 | 10.507.629 | CONTACTOR, MCC, BUL 500F SZ 3 AC, FEED THROUGH, 120V, AUX CONTACTS |  |  | 500F-DOD930 | 2FA11A15 | 1 | EA | 1186.45
PETE | 5402022 | 10.503.750 | BREAKER, MCC, MOTOR CIRCUIT PROTECTOR, MAGNETIC ONLY, 35-65 KA, 480V, 125A |  |  | 140MG-H8P-D10 | 2FA11B17 | 1 | EA | 871.43
PETE | 5402024 | 10.514.383 | BREAKER, MCC, 65KA, T/M, 125A |  |  | 140G-G6C3-D10 | 2FA11C18 | 1 | EA | 1074.64
PETE | 5402025 | 10.526.690 | BREAKER, MCC, 140G-H MOLDED CASE CIRCUIT BREAKER, 65KA, ELECTRONIC LSI, LONG, SHORT, INSTANT, RATED CURRENT, 125A |  |  | 140G-H6H3-C25 | 2FA20D1 | 1 | EA | 1175.81
PETE | 5601983 | 10.033.244 | DRIVER, BALL, BECK DRIVE POSITIONERS, PETE 1 PULVERIZER HOT AND COLD AIR DAMPERS, SOFA TILT, FD INLET DAMPER, FD OUTLET DAMPER, ID OUTLET DAMPER, AND BURNER TILTS. |  |  | 15-1500-02 | 4FA5C30 | 1 | EA | 7.1
PETE | 7901055 | 10.527.056 | CABLE, AUTO TRACE HEAT TRACE |  |  | SRL8-IC | 2FA11WALL | 342 | FT | 2848.86
PETE | 5009682 | 10.527.586 | CAPILLARY, MONITOR, 15 MIL, FOR MODEL 200 PROBE CONTROLLER & MODEL 42D NOX ANALYZER, USED ON PETE #1 & #2 CEMS. |  |  | 4127 | 2FA16E50 | 3 | EA | 208.29
PETE | 5009724 | 10.517.038 | FILTER, OPTICAL KIT, W/ RED & CLEAR LENSES & GASKET, FOR MODELS 42C & 42I NOX ANALYZERS, USED ON PETE CEMS. |  |  | 6556 | 1FA1G13 | 3 | EA | 732.6
PETE | 5008556 | 10.533.532 | SCRUBBER, AMMONIA, FOR MODEL 42I NOX ANALYZERS, USED ON PETE CEMS. |  |  | 75-101680 | 1FA1F12 | 4 | EA | 1535.75
PETE | 5015585 | 10.501.474 | 2", 150# LAMONS SS SPIRAL WOUND GASKET, USED ON PETE 1-2-3-4 SBS INJECTION LANCE MANIFOLD. |  |  |  | 2FA19G16 | 8 | EA | 362.3
PETE | 7005376 | 10.528.101 | COUPLING, SHAFT, COMPLETE, SIZE 90T10, 1ST BORE- ROUGH, 2ND BORE- ROUGH. |  |  | 1090T10RB | 1FA7G27 | 1 | EA | 796.98
PETE | 7005378 | 10.515.764 | GRID, COUPLING, REPLACEMENT FOR FALK COUPLING TYPE 90T10. |  |  | K62IT96235 | 1FA7H28 | 1 | EA | 187.92
PETE | 5015153 | 10.529.663 | VITON GASKET FILTER ELEMENT SEAL FOR SCR & CEM "M&C" PROBES, PROBE MODEL SP2006. |  |  | 93S0045 | 1FA1G25 | 16 | EA | 268.31
PETE | 5015154 | 10.531.717 | VITON O-RING LID SEAL (39) FOR SCR & CEM "M&C" PROBES, PROBE MODEL SP2006. |  |  | 93S0020 (39) | 1FA1G25 | 8 | EA | 128.45
PETE | 5015155 | 10.534.187 | VITON O-RING LID SEAL (55) FOR SCR & CEM "M&C" PROBES, PROBE MODEL SP2006. |  |  | 93S0025 (55) | 1FA1G25 | 8 | EA | 154.47
PETE | 5015812 | 10.508.165 | PREFILTER, HASTELLOY, V20, 2 MICRON, 520MM, USED IN PETE SCR NOX PROBE, CEMS. |  |  | 20S9135 | 4FA50A11 | 4 | EA | 10117.58
PETE | 5009688 | 10.522.116 | SOCKET, LAMP, ULTRAVIOLET, FOR MODEL 43B SO2 ANALYZERS, USED ON PETE SCRUBBER CEM MONITORS . |  |  | 75-8774 | 2FA16E52 | 2 | EA | 888.66
PETE | 5003936 | 10.528.074 | CONNECTOR, MALE, 1-1/2", CAMLOCK, 316SS, W/ 1-1/2" NPT, TO CONNECT W/ FEMALE, 1-1/2" CAMLOCK, 316SS, W/ 1-1/2" NPT. |  |  | 633A | 1FA8A10 | 8 | EA | 375.78
PETE | 3908001 | 10.505.986 | VALVE, GATE, 1/2", 800#, SOCKET WELD, SA-105, BOLTED BONNET, TRIM 8 |  |  | SW12111-1/2 | 4FA5B10 | 4 | EA | 183.76
PETE | 5008439 | 10.528.370 | COOLER, ASSY., FOR MODEL 42I NOX ANALYZER, USED ON PETE CEMS. |  |  | A1160-9995 | 1FA1K13 | 1 | EA | 3103.84
PETE | 5008555 | 10.533.026 | PUMP, KNF, 110 VAC, W/ PLATE & FITTINGS, FOR MODEL 42I NOX ANALYZERS, USED ON PETE CEMS. |  |  | 75-119775-00 | 1FA1L4 | 3 | EA | 6909.03
PETE | 5015697 | 10.513.615 | PMT BASE ASSEMBLY, THERMO-FISHER SCIENTIFIC MODEL 42ID, NOX ANALYZER, FOR PETE MATS MONITORS STACK 1,2,3,4. |  |  | 75-9981 | 2FA8E20 | 1 | EA | 951.71
PETE | 5015690 | 10.532.202 | ORIFICE, SS, CR COATED #7, USED ON PETE MATS MONITORS STACK 1,2,3,4. |  |  | 75-104302-07 | 2FA8F22 | 4 | EA | 1602.64
PETE | 5015718 | 10.529.664 | GASKET, FLAMGE, 3" MODEL SP 2006, GAS SAMPLE PROBE, USED ON PETE MATS MONITORS STACK 1,2,3,4. |  |  | 79-74093S2350BR | 2FA8D9 | 4 | EA | 147.76
PETE | 3908002 | 10.536.101 | VALVE, GATE, 1", 800#, SOCKET WELD, SA-105, BOLTED BONNET, TRIM 8 |  |  | SW12111-1 | 4FA5B11 | 14 | EA | 1142.84
PETE | 5713440 | 10.517.939 | HOSE, FLEX, 1" X 15" OAL, FLEXONICS, 401M SS, W/ CARBON STEEL SCHEDULE 40 NIPPLE ON EACH END. |  |  |  | 4FA5G10 | 12 | EA | 939
PETE | 5009679 | 10.064.112 | FUSE, LAMP S/B (5 PACK). USED ON THE MODEL 200 PROBE CONTROLLER. |  |  | AGC3 | 2FA16E39 | 0 | EA | 0
PETE | 6011231 | 10.515.379 | CONNECTOR, MALE, QUICK CONNECT, HEATER CIRCUIT, 3-PIN, AMPHENOL STYLE, FOR ZR22 PROBE, USED ON PETE BOILER OXYGEN ANALYZER DETECTORS, YOKOGAWA MODEL AV550. |  |  | M1234PU-A | 2FA1F44 | 3 | EA | 917.33
PETE | 5225526 | 10.523.744 | VALVE, BALL, 1.5", PRESS CLASS-150 LB, BODY-ASTM B62 CI.83600, END PREP-FTE, LEVER OPERATOR, SERVICE-WATER, PRESS-110 PSIG, TEMP-110F, FOR PETERSBURG WATER TREATMENT. |  |  | T585-70- 1.5'' | 2FA18A8 | 6 | EA | 690.57
PETE | 5206860 | 10.503.836 | ELECTRODE, PH, FOR YOKOGAWA K9220YB METER, KC1 NON-REFILLABLE PH, CABLE, 3.0 METER. |  |  | PH72SN-11-AA | 1FA1F38 | 4 | EA | 480
PETE | 5009993 | 10.520.348 | PUMP, GOULDS, 3196 i - 17, SIZE 4X6 -17, 316SS CONSTRUCTION, CASING, STUFFING BOX, IMPELLER. USED ON 1&2 SCRUBBER MAKEUP WATER PUMPS. |  |  | 3196 i - 17 SIZE 4X6-17 |  | 0 | EA | 0
PETE | 5015704 | 10.500.095 | MEASUREMENT INTERFACE BOARD, MODEL 410i, THERMO FISHER, USED ON PETE MATS MONITORS STACK 1,2,3,4. |  |  | 75-100868-00 | 2FA9B14 | 1 | EA | 1833.07
PETE | 5015702 | 10.523.152 | CYCLE TIMER, 120 VAC, TWIN TOWER ENG, DRYERS, ABSORBERS, EXTRACTORS, USED ON PETE MATS MONITORS STACK 1,2,3,4. |  |  | 77-51310 | 2FA8F19 | 1 | EA | 205.73
PETE | 5015706 | 10.528.312 | DETECTOR ASSEMBLY, MODEL 410i, THERMO FISHER, USED ON MATS MONITORS STACK 1,2,3,4. |  |  | 75-107984 | 2FA8F17 | 1 | EA | 2144.55
PETE | 5015719 | 10.511.412 | CYCLE TIMER, 120 VAC, PUREGAS, DRYERS, ABSORBERS, EXTRACTORS, USED ON PETE 1,2,3,4 STACK EMISSIONS MONITORS. |  |  | 77-P010530F1 | 2FA8E14 | 2 | EA | 195.73
PETE | 5601197 | 10.522.810 | MOTOR STARTER, REVERSING, SOLID STATE, 208 VAC, 3 PHASE, 5 HP, CONTROL VOLTAGE 120 VAC, 4.5A-6.5A OVERLOAD RELAY, PAYNE MODEL #11R-2-5HP. STARTER PROVIDED WITHOUT LINE RESISTORS. USED ON PETE 1 COMBUSTION 1 COMBUSTION CONTROL |  |  | 11R-2-5HP | 2FA17G27 | 1 | EA | 934.78
PETE | 5013322 | 10.534.346 | SENSOR, MOTION, THERMO SCIENTIFIC MOTION SENSOR, UNDERSPEED SWITCH, MODEL 60-242-12P-12V, FOR CONVEYORS IN MATERIAL HANDLING SYSTEMS. |  |  | 042277 | 1FA11H9 | 1 | EA | 543.33
PETE | 5603658 | 10.532.794 | POSITIONER, ROTARY FOR FISHER VALVE POSITIONER MODEL 3516, INPUT RANGE 3 TO 15 PSIG. |  |  | FS3610J170 | 1FA2A9 | 0 | EA | 0
PETE | 6801248 | 10.528.878 | FILTER, AIR, FOR LOCOMOTIVE FLEETGUARD #1-AF-1901M "DO NOT SUBSTITUTE" |  |  | 1-AF-1901M | SB1CD7 | 3 | EA | 222.62
PETE | 6011232 | 10.528.038 | CONNECTOR KIT, FEMALE, SIGNAL & HEATER CIRCUIT, 7-PIN & 3-PIN, HI-TEMP, AMPHENOL STYLE, FOR ZR22 PROBE, USED ON PETE BOILER OXYGEN ANALYZER DETECTORS, YOKOGAWA MODEL AV550. |  |  | M1263CN-A | 2FA1F44 | 5 | EA | 1129.52
PETE | 5610109 | 10.523.226 | SWITCH, PRESSURE, STATIC O-RING MODEL #17RB-K3-N4-B1A RANGE 0-20 LBS ADJUSTABLE DIFF. 15 AMP. 480 VAC, DPDT SCREW TERMINALS. |  |  | 17RB-K3-N4-B1A | 2FA7D4 | 2 | EA | 1143.21
PETE | 5603929 | 10.516.043 | CONTROLLER, PRESSURE, PENN #P72CA-4 FOR MAIN SUCTION PUMP (PS-69), STARTING SWITCH FOR AC TURNING GEAR PUMP (PS-70), STARTING SWITCH FOR D.C.EMERGENCY BEARING PUMP (PS-71), AND SHAFT PUMP DISCHARGE PRESSURE, UNIT #2TURBINE OIL SYSTEM |  |  | P72CA-4 | 2FA2D2 | 0 | EA | 0
PETE | 5015693 | 10.530.407 | GRILL, PEEK, USED ON PETE MATS MONITORS STACK 1,2,3,4. |  |  | 41-7148 | 2FA8F21 | 4 | EA | 900.14
PETE | 5304009 | 10.508.515 | FILTER ASSEMBLY, TEFLON, FOR PETE MERCURY PM MONITORS. |  |  | 29-0429 | 1FA1B32 | 1 | EA | 735.54
PETE | 7901056 | 10.508.141 | FILTER, AIR THROW AWAY TYPE SIZE 16" X 25" X 1" FOR HEATING & VENTILATING SYS. (QUICK FILTER) |  |  | FACET-AIRE | 4FA58D | 36 | EA | 157.1
PETE | 5607334 | 10.530.705 | LAMP, REPLACEMENT, LED, WHITE, 130V AC/DC, USED ON ALL MAIN CONTROL BOARDS, (DO NOT SUBSTITUTE). |  |  | 800TN321W | 2FA16D36 | 18 | EA | 465.6
PETE | 5015174 | 10.511.730 | COMPLETE DILUTION CROSS ASSEMBLY FOR SP200/180 DEGREE C PROBE, DILUTION RATIO 100:1, USED AT THE CEMS & SCR M&C PROBES, FOR PROBES AFTER 2004. |  |  | 93S4021 | 1FA1D61 | 2 | EA | 5749.76
PETE | 5015176 | 10.507.975 | BYPASS EDUCTOR COMPELTE ASSY, FOR SP200/320 DEGREE C PROBE, USED AT THE CEMS & SCR M&C PROBES FOR DILUTION PROBES FOR H320. |  |  | 93S4027 | 1FA1D62 | 1 | EA | 1525.47
PETE | 5015177 | 10.522.084 | DILUTION CROSS COMPETE ASSY, DILUTION RATION100:1, FOR SP200/320 DEGREE C PROBE, USED AT THE CEMS & SCR M&C PROBES FOR DILUTION PROBES FOR H320. |  |  | 93S4022 | 1FA1D62 | 2 | EA | 6468.89
PETE | 5015710 | 10.520.673 | PUMP ASSEMBLY, THERMO FISHER SCIENTIFIC, MODEL 410i CO2 ANALYZER, 48i CO ANALYZER, 43i SO2 ANALYZER, USED ON PETE MATS MONITORS STACK 1,2,3,4. |  |  | 75-111553-01 | 2FA9I4 | 3 | EA | 4132.37
PETE | 5903054 | 10.531.175 | LEVER ASSY., COMPLETE WITH PART B-2-A THRU B-2-G PT #B-2 FOR 3/4 TON C.M. PULLER, #640-127. |  |  | 40663 | 2FA9I5 | 6 | EA | 2512.71
PETE | 4005067 | 10.527.142 | BREAKER, CIRCUIT, 20A, 120VAC, 2-POLE, MOLDED CASE. |  |  | QNBL2020 (12-6-12) | 1FA5A27 | 3 | EA | 109.74
PETE | 5606488 | 10.067.216 | RELAY, POTTER & BRUMFIELD KRPA-11DG WITH 125 VOLT D.C. COIL, USED ON FIRE ENGINE CONTROL PANEL AT HTP. |  |  | KRPA-11DG-125 | 2FA7F10 | 4 | EA | 66.8
PETE | 5207537 | 10.523.275 | SWITCH, VIBRATION, SPX MODEL M-5, USED ON UNITS 3 & 4 COOLING TOWERS, MODEL# M5-121-010-000. |  |  | 2072783 | 4FA5H6 | 2 | EA | 1756
PETE | 5015687 | 10.516.064 | MERCURY CORE CONVERTER, USED ON MATS MONITORS STACK 1,2,3,4. |  |  | 75-104500 | 2FA8F21 | 6 | EA | 5042.18
PETE | 5015586 | 10.525.631 | 3", 150# LAMONS SS SPIRAL WOUND GASKET, USED ON PETE 1-2-3-4 SBS INJECTION LANCE MANIFOLD. |  |  |  | 2FA19G18 | 4 | EA | 199.62
PETE | 6101109 | 10.517.548 | GAUGE, PRESSURE, RANGE- 0-1000 FACE/MATL- 4.5IN DIAL, CONNECTION- WALL L |  |  | 9834648 | 2FA22D2 | 2 | EA | 268.18
PETE | 5015185 | 10.500.879 | GRAPHITE GASKET, (69) LID SEAL, FOR SP200/320 DEGREE C PROBE, USED AT THE CEMS & SCR M&C PROBES (1) PIECE PER PROBE REQUIRED. |  |  | 93S0030 | 1FA1D65 | 0 | EA | 0
PETE | 5015188 | 10.530.015 | GRAPHITE GASKET, (30) FILTER ELEMENT SEAL, FOR SP200/320 DEGREE C PROBE, USED AT THE CEMS & SCR M&C PROBES, (3) PCS PER PROBE REQUIRED. |  |  | 93S0055 | 1FA1E60 | 12 | EA | 326.4
PETE | 5015813 | 10.511.587 | PROBE TUBE, HASTELLOY, 1.5M, FEM. G 3/4, SPECIAL LENGTH - 56", USED ON PETE SCR NOX PROBE. |  |  | 740-20S9091F | 4FA50A10 | 4 | EA | 5615.97
PETE | 7901577 | 10.500.830 | FILTER, AIR, 13" X 13" X 1/2" FIBERGLASS, 1-2 PRECIPITATOR CONTROL CABINET#AGD-MTO |  |  | FACET | 4FA58C | 118 | EA | 534.28
PETE | 5015012 | 10.509.641 | MODULE, OUTPUT, DIGITAL, 24 VDC, 2 X 8 CH., D0810 |  |  | 3BSE008510R1 | 2FA24A11 | 1 | EA | 388.31
PETE | 5015050 | 10.518.776 | MODULE, ANALOG, 1*8 CH., AI810 |  |  | 3BSE008544R1 | 2FA24F18 | 0 | EA | 0
PETE | 3908766 | 10.523.753 | VALVE, BALL, UNI-DIRECTIONAL, MOGAS, 1 1/2" S.W. ANSI 3100#, F-22 BODY, INCONEL TRIM, W/LOCKING HANDLE. |  |  | F11822401 | 4FA57B6 | 1 | EA | 2670.68
PETE | 6718334 | 10.520.356 | PUMP, W/MOTOR, SANITARY LIFT, CRANE DEMING PUMPS MANUFACTURER PART NO = 7360-4330-9-999 SER NO = NDSP001117 |  |  | 7360-4330-9-999 | SB1NA4 | 2 | EA | 7961.7
PETE | 5504282 | 10.527.213 | BURR, #6 BEARING, CHROME PLATE, FOR L & N BOILER INSTRUMENTATION. |  |  | 1499 | 2FA21E24 | 5 | EA | 2.1
PETE | 5015724 | 10.531.788 | PROBE NOZZLE, 5MM, EXPANDED WITH NUT, PARTICULATE SAMPLE PROBE, USED ON PETE MATS MONITORS STACK 1,2,3,4. |  |  | 41-7305J | 2FA8F14 | 1 | EA | 335.27
PETE | 5015762 | 10.507.723 | PURAFIL PELLETS, USED IN ALL PM CEMS & MATTS PM SHELTERS AIR CLEANUP SYSTEM. |  |  | 27-0146 | 2FA8C5 | 5 | EA | 60.61
PETE | 7005300 | 10.504.079 | COUPLING, SHAFT, COMPLETE W/ 2 HUBS & 1 COVER & GRID ASSY., SIZE- 13F, 1ST BORE- ROUGH BORE, 2ND BORE- ROUGH BORE. |  |  | 13F | 1FA7I9 | 1 | EA | 9005.27
PETE | 5610361 | 10.532.641 | PUSH, BOTTON, WEATHERPROOF, SQUARE -"D", CLASS9001 TYPE KRIU USED ON OVERHEAD DOOR CONTROLS . |  |  | 9001 KR1U | 2FA17F22 | 5 | EA | 185.74
PETE | 6001516 | 10.529.258 | GASKET FOR FISHER INSTRUMENT MFG PART # 18A0742X012 |  |  | 18A0742X012 | 2FA24H6 | 10 | EA | 17.7
PETE | 5008563 | 10.535.414 | SWITCH, FLOW, (OZONE), FOR MODEL 42I NOX ANALYZER, USED ON PETE CEMS. |  |  | 75-101620-00 | 1FA1F15 | 1 | EA | 379.03
PETE | 1603287 | 10.518.721 | MARKER, WIRE, THOMAS & BETTS E-Z CODE WBC VINYL CLOTH, CAT. # WM-0 THRU 9. |  |  | WM-0 THRU 9 | 1FA4B9 | 30 | EA | 451.41
PETE | 1603288 | 10.064.524 | MARKER, WIRE, THOMAS & BETTS E-Z CODE WBC BOOK, VINYL CLOTH (10 PAGES PER BOOK - EACH PAGE CONSISTING OF A-Z, + & - SIGN, NUMBERS 0-15) NOTE: 1 EA.= 1 BOOK. |  |  | WMA-Z | 1FA4B10 | 30 | EA | 746.3
PETE | 5009722 | 10.521.661 | SCRUBBER, OZONE, FOR MODEL 42D NOX ANALYZERS, USED ON PETE CEMS. |  |  | 101016 | 2FA17G13 | 3 | EA | 1059.53
PETE | 5009725 | 10.516.410 | DESICCANT, DRIER-RITE, FOR MODEL 42D NOX ANALYZERS, USED ON PETE CEMS. (1 QT CONTAINER) |  |  | 390-00785 | 2FA17C11 | 2 | EA | 217.77
PETE | 5009732 | 10.527.621 | DESICCANT CARTRIDGE, USED ON MODEL 42D NOX ANALYZER. |  |  | 4293 | 2FA17C10 | 2 | EA | 1044
PETE | 5015034 | 10.535.117 | SWITCH, STOP, EMERGENCY, (2NC & 2NO) |  |  | 2TLA050220R1222 | 2FA24F31 | 1 | EA | 374.54
PETE | 5008431 | 10.514.915 | CARTRIDGE, CHARCOAL SCRUBBER, FOR MODEL 42I NOX ANALYZER, USED ON PETE CEMS. |  |  | 75-4291 | 1FA1J13 | 7 | EA | 3945.2
PETE | 5513584 | 10.522.786 | SWITCH, LIMIT, SNAPLOCK, EXPLOSION PROOF, SPDT, CLASS A, GROUP C/D, CLASS II, GROUP EF/G, AMP RATING 125VAC/15A, 125VDC/5A, 250VAC/15A, 250VDC/ 250 VDC-1.5A, 480 VAC-10A, 600 VAC-5A, NAMCO MODEL SL2XC, FOR PETE COAL CONVEYOR SYSTEMS. |  |  | EA800-10040 | 1FA13B10 | 2 | EA | 5500.39
PETE | 5402104 | 10.516.807 | ELEMENT, HEATER, OVERLOAD RELAY, FOR ALLEN BRADLEY CONTACTORS. |  |  | W36 | 2FA7F28 | 4 | EA | 121.86
PETE | 5304287 | 10.532.304 | PLUG, HANSEN, 3000#, #10, 1/4" NPT, FOR PILOT OIL TORCH SIDE IGNITION ASSY., USED ON PETE ABB C-E SVCS. BOILER IGNITION SYSTEMS, DWG. #D-906-541-4, CONTR. #13762. |  |  | 1G-6131 | 1FA6E37 | 8 | EA | 18.56
PETE | 5008437 | 10.511.580 | TUBE, PHOTOMULTIPLIER (PMT), FOR MODEL 42C & 42I NOX ANALYZERS, USED ON PETE CEMS. |  |  | A1160-9367A | 1FA1A15 | 2 | EA | 4371.67
PETE | 5008558 | 10.513.941 | BOARD, MEASUREMENT INTERFACE, FOR MODEL 42I NOX ANALYZERS, USED ON PETE CEMS. |  |  | 75-100536 | 1FA1A10 | 1 | EA | 672.97
PETE | 5305031 | 10.527.401 | CABLE, ADAPTER ASSEMBLY, PIGTAIL, 30 FT. LONG, FOR PETE #2 ABB C-E SVCS. BOILER FLAME SCANNER IGNITION SYSTEM. |  |  | EF-CA-30 | 4FA52A3 | 2 | EA | 1047.84
PETE | 7901636 | 10.518.220 | HEATER, INFRARED, RADIANT, 480 VOLT, 3 PHASE, 9500 WATT, FOSTORIA CATALOG # 04885102. |  |  |  | SB1IC9 | 4 | EA | 7529.07
PETE | 5606317 | 10.514.068 | BINDICATOR, ROTO, MODEL #RX, 120 VAC, #H LAR101030, CLASS 1, GROUP C AND D CLASS 2EFG, SWITCH SPDT RATED 15A. |  |  | H LAR101030 | 4FA50A5 | 1 | EA | 439.3
PETE | 5216481 | 10.500.348 | CARTRIDGE, RESIN, FOR CATION CONDUCTIVITY, UNIT PETE 1&2. (COMPLETE RESIN COLUMN) |  |  | W7903 | 2FA23I12 | 4 | EA | 1879.56
PETE | 5216482 | 10.500.197 | RESIN REFILL, #W-790110 FOR CATION CONDUCTIVITY ON PETE #1 & 2 BOILER WATER SAMPLE PANEL. |  |  | W-790110 | 2FA23G27 | 4 | EA | 323.15
PETE | 5225665 | 10.536.630 | VALVE, SOLENOID, EXPLOSION PROOF, 120 VAC, 3-WAY, 3/8 IN, NORMALLY CLOSED, AIR AND WATER SERVICE FOR PETE WATER TREATMENT. |  |  | EFHT8316G054 | 2FA18A4 | 5 | EA | 1890.85
PETE | 3103074 | 10.509.161 | GREASE, MLLD ROYAL PURPLE THERMAX 680, 120 LB. DRUM, FOR PETE #1 & #2 SCRUBBER ABSORBER RECYCLE PUMP BEARING HOUSINGS, WARMAN PUMPS MODEL. |  |  | THERMAX 680 | SB4 | 2 | DR | 3920.93
PETE | 5015239 | 10.531.785 | DILUTION EDUCTOR NOZZLE-COMPLETE, M&C PRODUCTS MODEL SP2006HgT MERCURY PROBE, MERCURY ANALYZERS PROBE. |  |  | 79-94093S4401HG | 1FA1G27 | 1 | EA | 990.21
PETE | 5008438 | 10.532.212 | OZONATOR, ASSY., FOR MODEL 42I NOX ANALYZER, USED ON PETE CEMS. |  |  | A1160-9973 | 1FA1K12 | 2 | EA | 1711.46
PETE | 5008580 | 10.528.358 | CONVERTER, COMPLETE STAINLESS STEEL ASSY., FOR MODEL 42I NOX ANALYZERS, USED ON PETE CEMS. |  |  | 101214-00 | 1FA1I26 | 2 | EA | 5258.4
PETE | 5008562 | 10.502.916 | TRANSFORMER, OZONATOR ASSY., FOR MODEL 42I NOX ANALYZER, USED ON PETE CEMS. |  |  | 75-101419-00 | 1FA1E15 | 1 | EA | 899.59
PETE | 6407522 | 10.518.939 | MOTOR, ELECTRIC-AC, HORSEPOWER- .5, RPM- 1725 FRAME- 56, 115/230 VOLTS, TEFC, WITH CAPACITOR |  |  | L3504 | 4FA51B8 | 1 | EA | 189.95
PETE | 6011200 | 10.509.660 | MONITOR, OPACITY, DURAG MODEL DR-290, ASSY., TO CONSIST OF: TRANSCEIVER, REFLECTOR II, AW REMOTE DISPLAY & AZ LOCAL DISPLAY, FOR PETE #2-1 & #2-2 ID FANS. |  |  | N/A | 4FA50B13 | 1 | ST | 13792
PETE | 7901061 | 10.530.577 | HEATER, SCREW BASE, EDISON TYPE SCB CHROMALOX, 120V, 50 WATT. |  |  | 253809 | 2FA7F23 | 2 | EA | 193.4
PETE | 7901062 | 10.518.287 | HEATER, SCREW BASE, PART # 253833, EDISON TYPE SCB CHROMALOX 120V 100W. |  |  | 253833 | 2FA7F24 | 4 | EA | 492.87
PETE | 5015711 | 10.519.262 | MOTOR ASSEMBLY W/CABLE, THERMO FISHER SCIENTIFIC, MODEL 410i CO2 ANALYZER, 48i CO ANALYZER, USED ON PETE MATS MONITORS STACK 1,2,3,4. |  |  | 75-101427-00 | 2FA9B15 | 2 | EA | 1114.42
PETE | 5009738 | 10.526.257 | POWER SUPPLY BOARD, USED ON MODEL 42D NOX ANALYZER. |  |  | 9275 | 2FA17C8 | 2 | EA | 652
PETE | 5605134 | 10.509.678 | MOTOR, CLOCK PT#A-H-9A-K WITH SUPPORT BRACKET BARRIER & WASHER #630, 110V,60 CY, 4W. 1RPM, 32482R, 1-68. |  |  |  | 1FA11F8 | 0 | EA | 0
PETE | 3908003 | 10.536.090 | VALVE, GATE, 3/4", 800#, SOCKET WELD, SA-105, BOLTED BONNET, TRIM 8 |  |  | SW12111-3/4 | 4FA5C11 | 4 | EA | 197.94
PETE | 5402099 | 10.528.703 | ELEMENT, HEATER, OVERLOAD RELAY, FOR ALLEN BRADLEY CONTACTORS. |  |  | N10 / W30 | 2FA7F27 | 3 | EA | 78.12
PETE | 5015054 | 10.534.674 | STARTER, KP, MOTOR PROTECTION, 230V 50/60 HZ, PKZ2/ZM-16/S |  |  | HB000605P0108 | 2FA24A8 | 1 | EA | 805.5
PETE | 5013216 | 10.508.240 | DELUXE CORD GRIP, KELLEM, SOOTBLOWER MULTI-CONDUCTOR |  |  | 07401023 | 1FA8F14 | 6 | EA | 514.55
PETE | 5301859 | 10.500.196 | RECEPTACLE, POWER, 4 PIN, MALE, 1/2" THREADS W/#14 WIRE, USED ON UNIT 1 & 2 SOOTBLOWERS |  |  | X8653-91P | 1FA5F43 | 3 | EA | 252.88
PETE | 5015708 | 10.509.978 | PUMP REBUILD KIT, THERMO FISHER SCIENTIFIC, MODEL 410i CO2 ANALYZER, 48i & 48i-TLE CO ANALYZER, 43i SO2 ANALYZER USED ON EPTE MATS MONITORS STACK 1,2,3,4. |  |  | 75-108002-00 | 2FA8F17 | 5 | EA | 505.34
PETE | 3908791 | 10.523.743 | VALVE, BALL, 1 1/2". |  |  | 4C2236XT | 1FA16G8 | 1 | EA | 274.63
PETE | 5903522 | 10.513.769 | HOOK BLOCK, "COMPLETE", CM PULLER, FOR 3/4 TON MODEL B, CM LEVER OPERATED HOIST. |  |  | C003 | 2FA9E31 | 10 | EA | 381.94
PETE | 5903523 | 10.530.736 | LATCH KIT, SAFETY, FOR 3/4 TON MODEL B, CM LEVER OPERATED HOIST. |  |  | 45661 | 2FA9E31 | 18 | EA | 102.24
PETE | 5015767 | 10.510.642 | RESTRICTOR, SS, FS COATED FOR PETE 1-4 MATS Hg PROBES. |  |  | 79-740-K4-7-SS-FS | 1FA1F32 | 4 | EA | 745.82
PETE | 5903030 | 10.524.110 | WASHER, FRICTION, FOR 1-1/2 TON CAM. |  |  | 40904 | 2FA9F30 | 40 | EA | 1636.63
PETE | 5403138 | 10.527.515 | COIL, OVERLOAD THERMAL HEATER ELEMENT, 1.98 - 2.34 AMPS, SIZE 1. |  |  | CR123-C2-39A | 2FA7E40 | 3 | EA | 100.16
PETE | 4005093 | 10.519.905 | OPERATOR, SELECTOR SWITCH, SK TYPE, 3-POSITIONS, MAINTAINED OPERATIONS, 30MM, STANDARD BLACK KNOB, NON-ILLUMINATED, NEMA RATED ENCLOSURE. |  |  | 9001SKS43B | 1FA5F40 | 4 | EA | 230.27
PETE | 5216220 | 10.504.537 | GAUGE, PRESSURE, FOR CHLORINATOR ADVANCE, MODEL 841 MANUFACTURER PART NO =A-201 SER NO = 066310-1 |  |  | A-201 | 2FA18F45 | 1 | EA | 106.08
PETE | 5015163 | 10.504.929 | NOZZLE, BYPASS EDUCTOR, FOR SCR & CEM "M&C" PROBES, PROBE MODEL SP2006. |  |  | 93S4411 | 1FA1G28 | 2 | EA | 1098.74
PETE | 5008577 | 10.507.693 | CARTRIDGE ASSY., AIR DRYER, FOR MODEL 42I NOX ANALYZERS, USED ON PETE CEMS. |  |  | 75-113982-00 | 1FA1I27 | 16 | EA | 15942.45
PETE | 6011405 | 10.531.033 | LABEL, CALIBRATION CERTIFICATION, 200/DISPENSER. |  |  | PLD-22 | 1FA1A5 | 50 | EA | 156.45
PETE | 5225502 | 10.536.432 | VALVE, BUTTERFLY, RUBBER LINED, 3", PRESS CLASS-125 LB, BODY MATERIAL-ASTM A126-B, END PREP-FFTBEHT, SERVICE-WATER, PRESS-100 PSIG, TEMP-115 F, ACT. TYPE-LEVER, FOR PETERSBURG WATER TREATMENT. |  |  | 397-575-3 | 2FA18C9 | 9 | EA | 1256.96
PETE | 7001295 | 10.513.393 | BEARING, BALL, SINGLE ROW, RADIAL, EXTRA SMALL SERIES, 8 MM BORE, 2 SEALS. |  |  | F10BH28380 | 1FA7E61 | 3 | EA | 23.88
PETE | 3908790 | 10.512.000 | VALVE, BALL, 1.25, MANUFACTURER PART NO. = |  |  |  | 1FA16G9 | 4 | EA | 182.96
PETE | 5009690 | 10.527.584 | CAPILLARY, MONITOR, 13 MIL, FOR PETE #1 & #2 CEMS, MODEL 43B SO2 ANALYZER. |  |  | 75-8919 | 1FA1G16 | 4 | EA | 267.46
PETE | 5711113 | 10.517.869 | GASKET, 10" RUBBER, #SK-408519-3, FOR "M" CONNECTION (MECHANICAL JOINT, NUVALOY PIPE), ITEM 5 PER U.C.C. DWG. #SK-1701-156, FOR UNITS 1, 2 & 3 YARD ASH PIPING. |  |  | SK-408519-3 | 1FA7I6 | 19 | EA | 99.75
PETE | 5610177 | 10.522.757 | MECHANISM, SWITCH, (COMPLETE) DPDT, RED DOT MAGNET, C SERIES SNAP SWITCH, RATED @ 450*F, 10 AMPS AT 120V AC, 1 AMP AT 120V DC, USED ON FEEDWATER LEVEL ALARMS AND WATER INDUCTION. |  |  | 89-7101-013 | 2FA7E3 | 2 | EA | 1159.6
PETE | 5610280 | 10.502.544 | SWITCH ASSY, SINGLE STAGE #7810, SPDT, SNAP ACTION CONTACTS FOR SERIES 221 MERCOID LEVEL SWITCH. |  |  | 7810 DP-DT | 2FA7F3 | 1 | EA | 384.95
PETE | 5009692 | 10.518.701 | KICKER ASSEMBLY, FOR MODEL 43B SO2 ANALYZERS, USED ON PETE #1 & #2 CEMS. |  |  | 8746 | 2FA17B11 | 3 | EA | 3160.03
PETE | 5009762 | 10.509.727 | MOTOR, ELECTRIC-AC, 30 HP, 1800 RPM, 286T FRAME, TEFC, 230/460, USED ON PETE #1 & #2 DEWATERING FILTER FEED & SURGE TANK AGITATOR GEARBOXES, "US ELECTRIC PREMIUM EFFICIENT CORRO-DUTY MOTOR". |  |  | EP0304 | SB1DB2 | 1 | EA | 1098
PETE | 5009685 | 10.536.150 | TUBE, PHOTOMULTIPLIER, FOR MODEL 43B SO2 ANALYZERS, USED ON PETE #1 & #2 CEMS. |  |  | 113507.00 | 1FA1H13 | 2 | EA | 2092.44
PETE | 5701956 | 10.523.207 | SWITCH, PRESSURE, RANGE 0-100 PSI, UNITED ELECTRIC CONTROLS TYPE J402, MODEL 156, 9774, W/ COVER GASKET & WATER TIGHT CONDUIT FITTING. |  |  | J402-156-M900-0-100 9774 / 6286-51 | 1FA7A16 | 2 | EA | 893.49
PETE | 3914834 | 10.523.952 | VALVE, SOLENOID, SIZE PORTS- , RTNG/MATL- 120AC. |  |  | 8342C1MS | 4FA5G30 | 2 | EA | 1515.8
PETE | 5302383 | 10.518.898 | LEVER, ACTUATION, TO BE USED ON UNIT 1 AND 2 IK SOOTBLOWERS. |  |  | CBA000257 | 1FA8G10 | 2 | EA | 1277.66
PETE | 5606361 | 10.534.785 | SOCKET, RELAY, 8 PIN. |  |  | 700-HN125 | 2FA7F32 | 4 | EA | 36.86
PETE | 5005851 | 10.518.629 | JOINT ASSY, EXPANSION, 24 INCH, GENERAL RUBBER DWG. #MD3225, MODEL #1025 SP |  |  | MD3225 | SB1CD3 | 1 | EA | 1537.27
PETE | 6002676 | 10.502.746 | WIRE, THERMOCOUPLE, 4/C, #20-SOLID, TYPE J, POLYVINYL INSULATION, IRON/CONSTANTAN, #20-52-14. (PROVIDE 500 FT. LENGTHS ONLY) |  |  |  | 4FA50B11 | 155 | FT | 58.9
PETE | 5903056 | 10.524.419 | WHEEL, LIFT, FOR 3/4 TON CM PULLER |  |  | 40130 | 2FA9B19 | 6 | EA | 1733.22
PETE | 5903058 | 10.530.044 | CHAIN-GUIDE, FOR 3/4 TON C.M. PULLER. |  |  | 40698 | 2FA9F30 | 7 | EA | 254.17
PETE | 5903067 | 10.501.609 | CAM, BRAKE, FOR 1-1/2 TON OR 3/4 TON C.M. PULLER, |  |  | 40122 | 2FA9F30 | 4 | EA | 109.8
PETE | 5903108 | 10.527.140 | CAP, LEVER FOR 3/4 OR 1 1/2 TON C.M. PULLER - MODEL B. |  |  | 40576 | 2FA9F29 | 9 | EA | 175.14
PETE | 5903109 | 10.533.499 | SCREW, LEVER CAP, FOR 3/4 OR 1-1/2 TON, C.M. PULLER - MODEL B. |  |  | 982717 | 2FA9F29 | 21 | EA | 59.85
PETE | 5903500 | 10.504.345 | FRAME ASSY, PT #B-1 COMPLETE WITH PARTS B-1-A THRU B-1-J, 3/4 TON C M PULLER MODEL B. |  |  | C001 | 2FA9G13 | 0 | EA | 0
PETE | 5903506 | 10.530.322 | HUB, LEVER RATCHET, FOR 3/4 TON CM PULLER MODEL B. |  |  | 40570 | 2FA9E29 | 6 | EA | 1473.49
PETE | 5903507 | 10.520.383 | RATCHET ASSY, W/BUSHING,FOR 3/4 TON CM PULLER MODEL B. |  |  | 40662 | 2FA9F25 | 8 | EA | 1193.79
PETE | 5903508 | 10.533.502 | SCREW, ATTACHING CLOVER LEAF CHAIN GUIDE, FOR 3/4 TON CM PULLER MODEL B #640-104. |  |  | 987274 | 2FA9F26 | 16 | EA | 164.64
PETE | 5903515 | 10.522.548 | STRIPPER, FOR CM PULLER MODEL B LEVER OPERATED HOIST USED ON 3/4 & 1 1/2 TON HOIST. |  |  | 40728 | 2FA9F26 | 4 | EA | 119.8
PETE | 5903516 | 10.521.655 | SCREW, STRIPPER,FOR CM PULLER MODEL B LEVER OPERATED HOIST USED ON 3/4 & 11/2 TON HOIST. |  |  | 982688 | 2FA9F26 | 8 | EA | 32
PETE | 5903517 | 10.518.668 | KEY, BRAKE CAM, FOR CM PULLER MODEL B LEVER OPERATED HOIST USED ON 3/4 & 11/2 TON HOIST |  |  | 40824 | 2FA9F26 | 6 | EA | 61.38
PETE | 5903521 | 10.531.839 | NUT, BRAKE ADJUSTING FOR CM PULLER MODEL B LEVER OPERATED HOIST-CAPACITY 3/4 TON. |  |  | 40785 | 2FA9F27 | 10 | EA | 193.02
PETE | 6001348 | 10.511.977 | WIRE, THERMOCOUPLE EXTENSION, TYPE JX, SOLID, POLYVINYL, AWG #16, CAT. #EXPP-J-16 FOR TEMPERATURE MEASURING ON UNTI #1 & #2. |  |  | EXPP-J-16 | 4FA50A14 | 100 | FT | 98.75
PETE | 5008085 | 10.519.287 | MOTOR, ELECTRIC-AC, 25 HP, 870 RPM, TEFC, 326TS FRAME, 230/460 V, 3-PHASE, 1.15 SERVICE FACTOR. |  |  |  | SB1EB8 | 1 | EA | 4166.89
PETE | 5206711 | 10.511.235 | SWITCH, LOAD, 15A, 125-250 VAC SPDT, MICRO SWITCH P/N V7-1V19E9-048 FOR AGASTAT MODEL 29 EN-18 STEP STEPPING SWITCH, LA DEMINERALIZER, AND IUCS SEAL WATER FILTER STEPPING SWITCH. |  |  | V7-1V19E9-048 | 1FA5F24 | 2 | EA | 20.25
PETE | 5305500 | 10.532.039 | O-RING, BUNA-N, 2-1/4" ID X 2-7/16" OD X 3/32" THK., FOR PETE BOILER IGNITION OIL SYSTEMS. |  |  | O70OH08111 | 2FA25F42 | 22 | EA | 7.7
PETE | 5015683 | 10.528.032 | HEATER CARTRIDGE CONE, USED ON PETE MATS MONITORS STACK 1,2,3,4. |  |  | 38-0150 | 2FA8E22 | 4 | EA | 170.31
PETE | 5015723 | 10.506.366 | BETA MINI MAINTENANCE KIT, BETAGUARD PARTICULATE MONITOR, USED ON PETE MATS MONITORS STACK 1,2,3,4. |  |  | 23-0059 | 2FA8C8 | 1 | EA | 213
PETE | 3908545 | 10.524.073 | VALVE, GATE, SIZE/CONN - 3" BW, RATING - 1440, BODY/TRIM - SA-216 GRADE WCB/CR13, MFR PART # = 76 1/2X UF, ASME/ANSI B16.34. |  |  | 76-1/2XUF | SB1ND7 | 1 | EA | 1404.08
PETE | 5008363 | 10.501.274 | MUFFLER, DRYER, PUREGAS, FOR PETE CEMS. |  |  | P-400-399 | 2FA6E34 | 6 | EA | 148.8
PETE | 5606031 | 10.521.017 | RELAY, AUXILIARY, GE TYPE HFA, 115 VOLT AC, 6 CONTACT, SURFACE MOUNTING. |  |  | HFA51A49 | 2FA7G16 | 1 | EA | 695.95
PETE | 5216023 | 10.509.839 | PLUG, UPPER, FOR CONDENSATE ANALYZER POWDEX, UNIT 2&3 MANUFACTURER PART NO= 7351 |  |  | 7351 | 2FA18F49 | 1 | EA | 156
PETE | 6006597 | 10.510.440 | RECORDER, EUROTHERM CHESSELL, MODEL 6100A, W/ 6 UNIVERSAL INPUTS, PC MEMORY CARD DRIVE, 6-ALARM RELAYS, MTC36 MATHS PKG. (12 TOTALIZERS, 12 MATHS & 12 COUNTERS), SCREEN BUILDER & SHUNTS (250 OHM RESISTORS), FOR PETE OPACITY MONITORS. |  |  | 6100A | 1FA1J17 | 2 | EA | 9421.64
PETE | 5015191 | 10.519.511 | CRITICAL ORIFICE SET, FOR DILUTION CROSS, FOR SP200/320 DEGREE C PROBE, FOR 100:1 DILUTION PROBE USED AT THE CEMS & SCR M&C PROBES. |  |  | 740-20S4300-100HT | 1FA1E61 | 8 | ST | 5272
PETE | 5711099 | 10.508.989 | KIT, COUPLING PARTS, FOR 162SN THOMAS FLEXIBLE COUPLING USED ON CLINKER GRINDER. MANUFACTURER PART NO. 16321-15 |  |  |  | 1FA7E34 | 3 | EA | 78.18
PETE | 6011036 | 10.514.711 | CABLE, QUICK DISCONNECT, MINI CHANGE 20', EMERSON OVATION TURBINE CONTROLS |  |  | U0341OOAPVA-(5) | 2FA13B33 | 2 | EA | 720
PETE | 5607420 | 10.511.292 | SOCKET, INDICATING LIGHT, , 120 VOLTS AC OR DC, S.O.6678-46059. |  |  | OTSFF, S.O. 667 | 2FA16D38 | 5 | EA | 386.45
PETE | 3104051 | 10.504.416 | LUBRICANT, #2 VALVE STEM, 20 DEG. TO 150 DEG. FOR MASONEILAN VALVES ON #1 & 2 UNITS. |  |  |  | 1FA9D37 | 19 | EA | 218.5
PETE | 5015692 | 10.529.342 | FILTER, CARBON, BETAGUARD, FOR MATS MONITORS STACK 1,2,3,4. |  |  | 23-0021 | 4FA72B1 | 24 | EA | 801.12
PETE | 5225530 | 10.536.398 | VALVE, BALL, 0.5", PRESS CLASS-150 LB, BODY-ASTM B62 CI.83600, END PREP-FTE, LEVER OPERATOR, SERVICE-WATER, PRESS-110 PSIG, TEMP-110F, FOR PETERSBURG WATER TREATMENT. |  |  | T585-70 - 0.5'' | 2FA18E13 | 10 | EA | 163
PETE | 5009733 | 10.531.652 | O-RING, ANALYZER, FOR MODEL 42D NOX ANALYZER, USED ON PETE AIR MONITORS. |  |  | 4806 | 2FA17E6 | 3 | EA | 8.11
PETE | 3910087 | 10.535.137 | SWITCH, DOUBLE TORQUE FOR ACTUATOR LIMITORQUE CORPORATION, MODEL SMB, SIZE/TYPE 000, MFG PT # = 10717 SER NO = 134133/138391 |  |  | 10717 | 1FA16F28 | 1 | EA | 4165.35
PETE | 5402027 | 10.507.562 | CONTACT BLOCK, MCC, 800T,30MM, SHALLOW, 1NO-1NC |  |  | 800T-XA | 2FA11F23 | 2 | EA | 78.3
PETE | 5605141 | 10.510.177 | RELAY, TIME DELAY, 1.5-15 SEC DELAY, 120V OPER. VOLT., AGASTAT TYPE 7012AC(FORMERLY 2413AC) ON DELAY, 1.5-15 SEC. RANGE 120 VOLT, 60 HZ AT EWS AND COAL HANDLING CONVEYOR CONTROL CAB. AT PETE CONTROL CABINETS AT PETE. |  |  | 7012AC | 2FA1C24 | 1 | EA | 693.78
PETE | 7001044 | 10.525.699 | BEARING, BALL, RADIAL, SINGLE ROW, 5/8" BORE, 2 SHIELDS. |  |  | 1623DSTN | 1FA7E63 | 5 | EA | 29.7
PETE | 6502103 | 10.517.029 | FILTER, OIL, FOR HARVARD PORTABLE FILTRATION UNIT, USED TO REMOVE & PURIFY CONTAMINATED OIL IN PETE COAL PULVERIZERS. |  |  | 3210 | SB1CE9 | 8 | EA | 775.52
PETE | 6502104 | 10.500.137 | FILTER, OIL, FOR HARVARD PORTABLE FILTRATION UNIT, USED TO REMOVE & PURIFY CONTAMINATED OIL IN PETE COAL PULVERIZERS. |  |  | 1004 | SB1CE9 | 2 | EA | 168
PETE | 5009684 | 10.180.293 | O-RING, CAPILLARY, FOR MODEL 43B SO2 ANALYZERS, USED ON PETE #1 & #2 CEMS. (10 PER PK.) |  |  | 4800 | 2FA16E50 | 1 | EA | 18.6
PETE | 5015947 | 10.535.322 | THERMOCOUPLE, MERCURY, ASSEMBLY |  |  | EM-104747-00 | 1FA1D25 | 2 | EA | 340.39
PETE | 5903063 | 10.536.476 | LIFTWHEEL, FOR 1 1/2 TON C.M. PULLER. |  |  | 40140 | 2FA9C19 | 2 | EA | 673.96
PETE | 5603677 | 10.508.318 | HOLDER, DISC HOLDER ASSEMBLY FOR FISHER CONTROLLER MFG PART # ID4684000C2 |  |  | 1D4684000C2 | 1FA2E19 | 2 | EA | 53.42
PETE | 6103515 | 10.529.268 | GASKET GAUGE GLASS # 14 |  |  |  | 2FA22E17 | 14 | EA | 5.88
PETE | 5402093 | 10.508.442 | ELEMENT, THERMAL HEATER, BULLETIN 709 N SERIES, FOR SIZES 00, 0, 1 & 5 MOTOR STARTERS, 1.48 FULL LOAD MOTOR AMPS. |  |  | W31 (2-9-12) | 2FA7F25 | 3 | EA | 54.87
PETE | 5012466 | 10.526.265 | BOARD, PRECIPITATOR, SMART CPU CARD, GRC DC DSP, (NO ALARM RELAY). NWL P/N D20650-1 |  |  | G20650 | 2FA21A32 | 1 | EA | 1290
PETE | 5012468 | 10.513.956 | BOARD, PRECIPITATOR, SMART-RAP 1/O CARD, GRC SMART CPU 2ND VER, (ADDED I/O), OLD NWL P/N D20651-1 - NEW P/N D20659-DC |  |  | G20650 | 2FA21A31 | 6 | EA | 5850
PETE | 5205978 | 10.531.015 | KIT, REPLACEMENT TEETH FOR 36457-7 SFC CONVEYOR SPROCKET (IPL STOCK 5225-068). |  |  | 36457-8 | SB1MC2 | 2 | LT | 3758
PETE | 5901137 | 10.530.588 | HOLDER, BRUSH, FOR S.B CRANE HOIST MOTOR, TYPE CS-47 MOTOR S/N #J-BBB-234 CRANE S/N #2960 |  |  |  | 2FA6F27 | 3 | EA | 112.14
PETE | 5015727 | 10.503.594 | BNC COAX CONNECTOR, (RG180), ULTRAFLOW 150, USED ON PETE MATS MONITORS STACK 1,2,3,4. |  |  | 79-526512 | 2FA8E12 | 4 | EA | 183.6
PETE | 5721595 | 10.535.042 | SWITCH, LIMIT, TYCO "K" MODEL, QUARTER TURN POSITION INDICATOR, FOR PETE #1 & #2 TOP ASH SYSTEMS. |  |  | KS011D31 | 1FA7C16 | 2 | EA | 519.1
PETE | 5706125 | 10.507.061 | BELT, V-DRIVE, CUT LENGTH- 109, TOP WIDTH- .88, GATES C105, (MATCHED SET OF 6). |  |  | C105 | 2FA15H21 | 1 | ST | 164.46
PETE | 6621202 | 10.528.129 | COVER ASSY, P/N 0355-00-046 FOR FULLERS EARTH OIL FILTERS USED ON PETE 2-3-4 E.H.C. OIL SYSTEMS. |  |  |  | 2FA16I1 | 2 | EA | 143.74
PETE | 7901003 | 10.535.776 | THERMOSTAT, UNIT HEATER, UNIT MOUNTED, PETE 1-4 480V HEATER |  |  | MARKL UHMT1 STAT | SB1KE6 | 3 | EA | 281.06
PETE | 5015582 | 10.512.910 | 1/2", 150# LAMONS FULL FACE EPDM GASKET, USED ON PETE 1-2-3-4 SBS INJECTION LANCE MANIFOLD. |  |  |  | 2FA8F39 | 8 | EA | 1.84
PETE | 3908504 | 10.505.987 | VALVE, GATE, SIZE/CONN- 1.5 SW BODY/TRIM- CARP 20 MANUFACTURER PART NO: ALLOYCO #114 |  |  | #114 | 4FA56A2 | 4 | EA | 1200
PETE | 5012469 | 10.503.243 | BOARD, PRECIPITATOR, GRC KEYPAD & DISPLAY MODULE, FOR GRC "C" SERIES, NWL P/N G20828C |  |  | G20828C | 2FA21A30 | 1 | EA | 1625
PETE | 7004270 | 10.525.939 | BELT, V-DRIVE, CUT LENGTH- 85, TOP WIDTH- 3/8, 3V850 (MATCHED SET OF 3). |  |  | I54ST04702 | 1FA6B27 | 1 | ST | 40.72
PETE | 5003565 | 10.506.922 | BEARING,BALL,SINGLE ROW,RADIAL,MEDIUM SERIES, 25 MM BORE,1 SHIELD |  |  | F10BH55930 | 2FA14E37 | 21 | EA | 37.38
PETE | 5404855 | 10.503.364 | BREAKER, CIRCUIT, THERMAL MAGNETIC TRIP, 20A, 600V, 3-POLE, HIGH INTERRUPT, MOLDED CASE, FOR PETE ITE/SIEMENS MOTOR CONTROL CENTERS. |  |  | HE3-B020 | 2FA7C16 | 1 | EA | 535.72
PETE | 7901054 | 10.514.744 | CABLE, AUTO TRACE HEAT TRACE CAT. #SRF-5-1C. (STD PKG 500 FT) |  |  | 386960 | 2FA11WALL | 500 | FT | 5039.91
PETE | 5225196 | 10.527.588 | CARD, ANALOG, PLC COMPACT LOGIX IP 4 |  |  | W2T4259 | 2FA25H62 | 1 | EA | 634.03
PETE | 5015698 | 10.528.349 | TEMPERATURE CONTROLLER, FDC-9100, M&C SP2006 MERCURY PROBE, USED ON PETE MATS MONITORS STACK 1,2,3,4. |  |  | 38-0267 | 2FA8F20 | 1 | EA | 243.75
PETE | 5015190 | 10.536.161 | GASKET PROBE TUBE, 3/4" NOVAPRESS, FOR SP200/320 DEGREE C PROBE, USED AT THE CEMS & SCR M&C PROBES. |  |  | 90S2080 | 1FA1E60 | 8 | EA | 140.8
PETE | 5403042 | 10.527.143 | BREAKER, CIRCUIT, 100A, 480V, 3-PHASE, TED TYPE, MOLDED CASE. |  |  | TED134100XL | 2FA7A25 | 2 | EA | 1774.12
PETE | 6001555 | 10.530.296 | HOUSING, PROBE, ASSY., FOR VIBRATION THRUST MONITOR, BENTLY NEVADA CORPORATION MODEL. |  |  | 21000-16-05-00-020-02-02 | 2FA24H1 | 2 | EA | 1441.14
PETE | 5003738 | 10.534.816 | SOLENOID, SHUNT TRIP, 240VAC/125VDC, 600A, FOR RL SERIES LOW VOLTAGE CIRCUIT BREAKER, SIEMENS-ALLIS CHALMERS, MODEL LA600, S/N S-84429A7 & S-84429D5. |  |  | 18-724-513-002 | 2FA7F14 | 1 | EA | 240.81
PETE | 5015165 | 10.511.310 | SOLENOID, PROBE BLOWBACK, FOR SCR & CEM "M&C" PROBES, PROBE MODEL SP2006. |  |  | 740-4738K146 | 1FA1G28 | 2 | EA | 572
PETE | 5207514 | 10.514.392 | BREAKER, CIRCUIT, 15 AMP, 250 VAC, 65 VDC RATED, SINGLE POLE, MANUAL TRIP, PUSH TO SET, HIGH DENSITY, DIN RAIL MOUNTING. |  |  | 1492-GH150 | 4FA5G6 | 5 | EA | 449.45
PETE | 4009002 | 10.532.717 | REDUCER, ELECTRICAL, RIGID CONDUIT, RE, 1 1/2" X 1" |  |  | RE53 | 1FA5F34 | 10 | EA | 71.3
PETE | 6701399 | 10.507.691 | CARTRIDGE, FILTER, CUNO MICRO-KLEAN II 50 MICRON #G78L3, FOR AIR COMPRESSOR ACID FEED SAMPLE SYSTEM |  |  | CUNOG78L3 | 4FA50A5 | 50 | EA | 138.5
PETE | 5603597 | 10.504.782 | POSITIONER, VALVE, 3 TO 15 PSI INPUT, 6 TO 30 PSI OUTPUT, FISHER #FS3582G-14, COMPLETE WITH MOUNTING HARDWARE #FSMTG3582-A104F/SR60. |  |  | FS3582G14 | 4FA56A7 | 2 | EA | 2765.76
PETE | 5008083 | 10.503.165 | BELT, V-DRIVE, CUT LENGTH- 70, TOP WIDTH- .5, DAYCO A68. |  |  | B83FJ16368 | 2FA15D33 | 2 | EA | 11.85
PETE | 6006692 | 10.519.775 | PIN, GROOVE, FOR PETE AIR DAMPER DRIVE UNITS, L & N MODEL 10260. |  |  | 005464 | 1FA1F66 | 0 | EA | 0
PETE | 5216143 | 10.509.213 | KIT, REPAIR, FOR LAPP PULSAFEEDER, MODEL 8480-S-E, MANUFACTURER PART NO = WKIBGC316, S/N J5994 |  |  | KPIBEBGACCC | 1FA2H20 | 1 | EA | 1489
PETE | 6101159 | 10.504.539 | GAUGE, PRESSURE, RANGE- 0-5000, FACE/MATL- 4.5IN CONNECTION- 0.25IN L |  |  | 9791919-FS | 2FA22B6 | 3 | EA | 296.93
PETE | 5205517 | 10.534.809 | SOLENOID, VALVE, ASCO, 24V, DC |  |  | SC8345G001 | 2FA22E44 | 1 | EA | 191.22
PETE | 5012059 | 10.518.782 | GVC DISPLAY MODULE, GRAPHIC VOLTAGE CONTROLLER FOR STOUT UNIT # 7 AND PETE 1 & 4 E.S.P. NWL TRANSFORMER # G20855. |  |  | G20855 | 2FA21B31 | 3 | EA | 3420
PETE | 5305036 | 10.520.429 | PLUG, QUICK DISCONNECT, 1/4", AIR/OIL, FOR PETE #2 ABB C-E SVCS. BOILER IGNITION SYSTEM. |  |  | V00-2853 | 2FA11E22 | 2 | EA | 46.25
PETE | 5305037 | 10.534.781 | SOCKET, QUICK DISCONNECT, 1/4", AIR/OIL, FOR PETE #2 ABB C-E SVCS. BOILER IGNITION SYSTEM. |  |  | V00-2852 | 2FA11E22 | 2 | EA | 130.36
PETE | 6101171 | 10.536.446 | WELL ASSY SPIRAL, FOR YARWAY BOILER DRUM LEVEL INDICATORS UNITS 1, 2, 3 |  |  | 933590 | 2FA22E32 | 1 | EA | 697.12
PETE | 5015587 | 10.525.632 | 4", 150# LAMONS SS SPIRAL WOUND GASKET, USED ON PETE 1-2-3-4 SBS INJECTION LANCE MANIFOLD. |  |  |  | 2FA19C8 | 4 | EA | 196.54
PETE | 5901133 | 10.527.033 | BOOT, #9001 KU1, COLOR BLACK, FOR SQUARE D CLASS 9001 WEATHER PROOF CONTROL STATION, USING TYPE TA & TB CONTACT BLOCKS, USED ON WRIGHT HOIST CIRCULATING WATER INLET. |  |  | 9001TU-11 | 1FA5D29 | 3 | EA | 50.4
PETE | 5901134 | 10.527.031 | BOOT, #9001 KU2, COLOR RED, FOR SQUARE D CLASS 9001 WEATHER PROOF CONTROLSTATION, USING TYPE TA & TB CONTACT BLOCKS, USED ON WRIGHT HOISTCIRCULATING WATER INLET. |  |  | 9001KU2 | 1FA5D30 | 3 | EA | 55.86
PETE | 6011186 | 10.531.253 | MOTOR, PURGE AIR BLOWER, 1/2 HP, 115/230 VAC, " DRILLED & TAPPED", W/ 2 PLUGS (180-04133), FOR DURAG MODEL 290 OPACITY MONITORS. |  |  | 00310-00007 | 1FA22C2 | 2 | EA | 1442.46
PETE | 5206963 | 10.514.972 | DIISOPROPYLAMINE, 99%, 1L FOR NEW SODIUM ANALYZERS IN WATER TREATMENT. |  |  | 2834453 | 2FA55A1 | 20 | EA | 1419.13
PETE | 5903110 | 10.517.927 | HOOK, UPPER FOR 1 1/2 TON C.M. PULLER - MODEL B. |  |  | 40603 | 2FA9D19 | 1 | EA | 151.54
PETE | 5903112 | 10.519.777 | PIN, UPPER HOOK FOR 1 1/2 TON C.M. PULLER MODEL B. |  |  | 45941 | 2FA9F28 | 1 | EA | 12.45
PETE | 5303280 | 10.511.042 | SEAMLESS TUBE, SUPERHEATER, PENDANT, WATER COOLED SPACER, 2" OD X .240" MWT, SA-213 GRADE T11, FOR 21 PENDANT PLATEN ASSY. |  |  | 2.00-240-213-T11 | SB3I2F1 | 1 | EA | 4363.81
PETE | 5015840 | 10.503.987 | FUSE, SLOW BLOW, 3 AMP, 250 VOLT, FOR THE ALLEN BRADLEY CONTROLLOGIXS 1756-OA16 CARD, USED ON PETE STACKS BETA GUARD MINI MAINTENANCE KITS. |  |  | 37-0666 | 1FA5E15 | 9 | EA | 12.19
PETE | 3908765 | 10.523.752 | VALVE, BALL, UNI-DIRECTIONAL, MOGAS, 1" S.W. ANSI 3100#, F-22 BODY, INCONEL TRIM, W/LOCKING HANDLE. |  |  | F11822301 | 4FA57B6 | 2 | EA | 4113.09
PETE | 5607178 | 10.526.073 | BLOCK, CONTACT, DPDT WESTG. CATALOG # 450D818G04 FOR EXTENDED PUSHBUTTON OPERATORS. |  |  | OT1C | 1FA5C25 | 3 | EA | 93.87
PETE | 6407856 | 10.504.876 | MOTOR, ELECTRIC-AC, HORSEPOWER- .125, RPM- 1700 FRAME- K48,230/460 VOLTS,6.3/3.15 AMPS,3 PHASE, 60HZ,TYPE P, |  |  |  | 4FA51B5 | 1 | EA | 3524.6
PETE | 5304288 | 10.522.115 | SOCKET, COUPLING, 1/4" NPT, FOR PILOT OIL TORCH SIDE IGNITION ASSY., USED ON PETE ABB C-E SVCS. BOILER IGNITION SYSTEMS, DWG. #D-906-541-4, CONTR. #13762. |  |  | 1G-2979 | 1FA6E37 | 8 | EA | 115.31
PETE | 5601884 | 10.531.069 | CPS MODULE, BECK DRIVE POSITIONERS, USED ON PETE 1 ID AND FD HOT AND COLD AIR DAMPERS, SOFA TILT, FD INLET AND OUTLET DAMPERS, ID OUTLET DAMPER AND BURNER TILTS. |  |  | 20-3400-09 | 4FA5E31 | 1 | EA | 910
PETE | 5606493 | 10.510.153 | RELAY, POTTER & BRUMFIELD #KUP14A15, 24 VOLT AC LEVEL CONTROLS FOR SUMP PUMPS 13A & 13B (OILY WASTE). |  |  | 24F2620 | 2FA7F10 | 3 | EA | 51.51
PETE | 5601889 | 10.303.802 | CM-2 BOARD, BECK DRIVE POSITIONERS, CM-2 BOARD, USED ON PETE 1 PULVERIZER HOT AND COLD AIR DAMPERS, SOFA TILT, FD INLET DAMPER, FD OUTLET DAMPER, ID OUTLET DAMPER, AND BURNER TILTS. |  |  | 22-5012-59 | 4FA5C28 | 3 | EA | 4459.83
PETE | 4005050 | 10.514.817 | BREAKER, CIRCUIT, 20A, 120/240 VAC, SINGLE POLE, THERMAL ELECTRIC, PLUG ON MOUNTING. |  |  | BR120 | 1FA5A25 | 2 | EA | 8.86
PETE | 7901001 | 10.536.211 | UNIT HEATER, 480V/3PHASE, PETE 1-4 |  |  | MARKL MUH0541 | SB1KE6 | 3 | EA | 1737.45
PETE | 7901002 | 10.504.907 | MOUNTING BRACKET, UNIT MOUNTED, PETE 1-4 480V HEATER |  |  | MARKL B10 BRKT | SB1KE6 | 3 | EA | 218.1
PETE | 6623943 | 10.505.449 | SWITCH, LIMIT, LS16 & LS17, G.E P/N 128C173BE-1, FOR BOILER FEED PUMP TURBINE, G.E. 153129/SER. NO. 170X755. |  |  | 128C173BE-1 | 2FA2B18 | 0 | EA | 0
PETE | 6006888 | 10.513.468 | ANALYZER, PH METER, FOR PETE COOLING TOWERS, HONEYWELL MODEL UDA2182. |  |  | UDA2182-PH1-NN2-NN-N-0E00 | 1FA1J22 | 1 | EA | 1100
PETE | 7901141 | 10.528.903 | FILTER, FOR T.V. CAMERA BLOWERS AND VENTILATING UNITS, SIZE 20" X 20" X 1", AMER. GLASS OR EQUAL. (QUICK FILTER) |  |  | FACET-AIRE 3 | 4FA58D | 22 | EA | 27.06
PETE | 6011126 | 10.531.129 | MONITOR, OPACITY, COMPLETE UNIT, DURAG MODEL 290, CONSISTING OF: TRANSCEIVER, REFLECTOR {#2} & 2 REMOTE CONTROLLERS ("AW"-CONTROL ROOM MOUNTED) ("AZ" STACK OR DUCT MOUNTED), PATH LENGTH = 20.1875 FT., FOR PETE #1 BYPASS STACK. |  |  |  | 4FA50A14 | 0 | ST | 0
PETE | 6406345 | 10.519.297 | MOTOR, ELECTRIC-AC, HORSEPOWER-1/2, RPM- 1725/1425 FRAME- 56C, 208-220/440VOLTS, 1.9/.95 AMPS,3 PH. 60 HZ,SERVICE FACTOR 1.0,CONTINUOUS DUTY,CODE K,MAX 60 C AMB, MODEL #K254. |  |  |  | 4FA51B7 | 1 | EA | 259.35
PETE | 6001530 | 10.519.678 | O-RING FOR FISHER INSTRUMENT MFG PART # 13A2352X022 |  |  | O70OH07971 | 2FA24F4 | 3 | EA | 2.67
PETE | 5607180 | 10.518.869 | LENS (ONLY) GREEN, FOR INDICATING LIGHT UNIT, WESTG. #0T3. |  |  | 0T3 | 2FA16E57 | 6 | EA | 107.17
PETE | 5607169 | 10.501.478 | ACTUATOR, TORQUE SWITCH, FOR CRANE TELEDYNE VALVE OPERATOR, MODEL MOV-21, S/N T-2941 MANUFACTURER PART NO = T40-180 |  |  |  | 1FA5E26 | 4 | EA | 27.56
PETE | 5903520 | 10.505.736 | SPRING, DISC FOR CM PULLER SERIES 640 LEVER TOOL. |  |  | 82297 | 2FA9F28 | 107 | EA | 71.69
PETE | 6011097 | 10.532.386 | PASSIVE, SPEED PROBE, WITH JAM NUT, EMERSON OVATION TURBINE CONTROLS |  |  | MA243SAN | 2FA13F55 | 1 | EA | 446
PETE | 5607181 | 10.531.155 | LENS (ONLY) AMBER, FOR INDICATING LIGHT UNIT, WESTG. #0T4. |  |  | 0T4 | 2FA16E58 | 7 | EA | 107.31
PETE | 5009713 | 10.519.664 | O-RING, USED ON THE MODEL 41H CO2 ANALYZER. |  |  | 4826 | 2FA17E28 | 46 | EA | 50.6
PETE | 5008418 | 10.532.962 | PUMP KIT, REBUILD, FOR EWS MODEL 43H & PETE MODEL 43B SO2 ANALYZERS. |  |  | 75-8606 | 1FA1G15 | 11 | EA | 417.89
PETE | 4901087 | 10.511.338 | ADAPTAHORN, EDWARDS WEATHERPROOF #877-P1 125 VDC. FARRELL-ARGAST ELECTRIC CO |  |  | 877-P1 | 1FA11C1 | 3 | EA | 387.06
PETE | 6101165 | 10.517.528 | GAUGE, PRESSURE, RANGE- 0- 15 FACE/MATL- 2.5IN DIAL |  |  | 25-1122KE-02L-15 | 2FA22F4 | 4 | EA | 791.98
PETE | 5603894 | 10.513.750 | BLOCK, ASSY, REVERSING FOR FISHER PRESSURE CONTROLLER MODEL 4154-R MFG PART # IU6392 9901 |  |  | RREVBLKX012 | 2FA25G2 | 2 | EA | 166.72
PETE | 5009609 | 10.511.990 | KIT, SOLENOID VALVE, REPAIR, ASCO CAT. NO. K302711-MO, FOR SOLINOID VALVE,CAT. NO. EF8344G72MO, 120 VAC., 60 CY.,3/8" ORIFICE, 3/8" +PIPE, 4 WAY, 2 POSITION, 150 PSI AIR, 125 PSI H20, |  |  | K302711-MO | 2FA17C20 | 1 | EA | 355.57
PETE | 5903055 | 10.511.938 | TRIGGER, LEVER, FOR 3/4 TON C.M. PULLER. |  |  | 40113 | 2FA9F30 | 4 | EA | 28.87
PETE | 5603928 | 10.528.343 | CONTROLLER, PRESSURE, PENN #P72AA-18. FOR TURNING GEAR OIL PRESSURE INTERLOCK, UNIT #2 TURBINE (PS-72). |  |  | P72AA-6 | 2FA2D3 | 1 | EA | 218.13
PETE | 5003298 | 10.508.112 | COUPLING, DRIVE SHFT, 1.5"X1" FOR MARK, MODEL 10A/B, TYPE BOOSTER FAN INLET ISOLATOR MANUFACTURER PART NO = JC-3 |  |  | L150 | 2FA14E13 | 1 | EA | 94.09
PETE | 6502101 | 10.502.185 | FILTER, SEPARATOR, CARTRIDGE FOR TURBINE LUBE OIL FLUSHING SYSTEM ON ALL UNITS AT PETE, VELCON # SO-629C. |  |  |  | 4FA50B2 | 8 | EA | 1153.68
PETE | 2904096 | 10.505.483 | SEAL, 1" SELCO, STYLE #701, 304 S.S. W/GRAPHOSEAL ELEMENT FOR HIGH PRESSURE - HIGH TEMPERATURE SYSTEMS. |  |  |  | 2FA21E30 | 26 | EA | 152.62
PETE | 5704660 | 10.521.985 | SKIRT, BOARD, RUBBER, 1/8" THICK BY 8" WIDE, B.F. GOODRICH AROMORITE GRADE1162 OR EQUAL (TO BE CUT FROM 48" SHEET). |  |  |  | 4FA50B10 | 113 | FT | 135.6
PETE | 5216332 | 10.536.286 | VALVE, W/ACTUATOR, 1.25" ITT GRINNELL MANUFACTURER PART NO = 2433-R2-34-3214 |  |  | 2433-R2-34-3214 | 4FA57A2 | 2 | EA | 4724.21
PETE | 6101158 | 10.508.615 | GAUGE, PRESSURE, RANGE- 0-3000, FACE/MATL- 4 1/2". |  |  | 9834104 | 2FA22D6 | 2 | EA | 269.72
PETE | 5206605 | 10.535.063 | SWITCH, MICRO, MODIFIED, FOR HACH COMPANY, MODEL 651B, STYLE ANALYZER MANUFACTURER PART NO = 3821-24 |  |  | BZRW8435 | 1FA5E21 | 50 | EA | 1281
PETE | 5015584 | 10.500.799 | 1-1/2", 150# LAMONS SS SPIRAL WOUND GASKET, USED ON PETE 1-2-3-4 SBS INJECTION LANCE MANIFOLD. |  |  |  | 2FA19G14 | 2 | EA | 58.6
PETE | 5503776 | 10.522.099 | KIT, SEPARATOR TOP LINER, FOR 683 RPS BOWL MILL, P/N SK-3453-K. |  |  | SK-3453-K | SB3N1D2 | 12 | EA | 41424
PETE | 6625290 | 10.510.123 | PIN, GROOVE, LP CONTROL VALVE, G.E P/N N510P1920, FOR BOILER FEED PUMP TURBINE, G.E. 153129/SER. NO. 170X755. |  |  | N510P01920 | 2FA20E15 | 5 | EA | 36.75
PETE | 5304790 | 10.509.590 | ORIFICE, ASSEMBLY, IGNITOR, 70 GPH, FOR ELEVATIONS 3, 4, & 5 ONLY, ABB DWG. NO. B-982-0300, PART NO. 1G-5951. |  |  | 1G-5951 | 1FA6F47 | 2 | EA | 370
PETE | 5304791 | 10.532.190 | ORIFICE, ASSEMBLY, IGNITOR, 14 GPH, FOR ELEVATIONS 1 & 2 ONLY, ABB DWG. NO. B-982-0300, PART NO. 1G-5947. |  |  | 1G-5947 | 1FA6F48 | 1 | EA | 185
PETE | 6607258 | 10.521.207 | RESISTOR, GAS TURBINE & EWS #7 MARK V & VI CONTROLS, 50 OHM, 5%, 40 WATT, WW, GE DWG NO. 104X123DE016. |  |  | 104X123DE016 | 1FA1D11 | 1 | EA | 33
PETE | 6607267 | 10.532.899 | RELAY, GAS TURBINE AND EWS #7 MARK V & VI CONTROLS, DPDT, SEALED, NO LAMP, GE DWG NO. 68A9663PDC24XN. |  |  | 68A9663PDC24XN | 2FA2F36 | 1 | EA | 13
PETE | 6607280 | 10.536.068 | MOV, GAS TURBINE MARK V CONTROLS & EWS #7 MARK VI CONTROLS, GE DWG NO. PDVR1000P001. |  |  | PDVR1000P001 | 2FA2E34 | 1 | EA | 3
PETE | 6621208 | 10.500.471 | MONITOR, VOLTAGE, DWG # DS3800NVMB,MARK VI TURBINE CONTROLS, EWS # 7. |  |  | DS3800NVMB | 2FA2A17 | 1 | EA | 4502
PETE | 6621209 | 10.508.687 | FUSE 15 AMP DWG # 323A2357P4, MARK VI TURBINE CONTROLS. EWS #7 |  |  | 323A2357P4 | 2FA2E38 | 5 | EA | 282.5
PETE | 6621211 | 10.500.410 | FUSE 5AMP, DWG 323A2396P155 MARK VI TURBINE CONTROLS, EWS #7. |  |  | 323A2396P155 | 2FA2E38 | 5 | EA | 30
PETE | 6621214 | 10.502.182 | FILTER, MARK VI TURBINE CONTROLS, 30A FILTER DWG: COR# 30ESK6. |  |  | COR#30ESK6 | 2FA2E35 | 1 | EA | 257
PETE | 6621216 | 10.520.805 | RESISTOR-W/WOUND DWG # 68A7010P22C. |  |  | 68A7010P22C | 2FA2E41 | 1 | EA | 8
PETE | 6621221 | 10.535.292 | TEST BLOCK,DWG # 44A21844O-001, MARK VI TURBINE CONTROLS,EWS #7. |  |  | 44A218440-001 | 2FA2E4 | 1 | EA | 246
PETE | 6621226 | 10.529.602 | FUSE, DWG:259A9266P16 |  |  | 259A9266P16 | 2FA2E8 | 5 | EA | 5.5
PETE | 6621228 | 10.535.992 | TRANSFORMER,DWG:237B8632G1 |  |  | 237B8632G1 | 2FA2F35 | 1 | EA | 2690
PETE | 6621231 | 10.533.061 | RESISTOR-1/4W-10K-1% TOL, MARK VI TURBINE CONTROLS,EWS#7,GE DWG # 68A7035P100F, WAREHOUSE ID # C53D22. |  |  | 68A7035P100F | 2FA2F36 | 1 | EA | 8
PETE | 6621244 | 10.509.643 | MODULE, POW DISTRIBUTION, DWG #DS200TCPDG2B, PROVIDES 125 VDC & 115 VAC, MARK VI CONTROLS, EWS #7. |  |  | DS200TCPDG2B | 2FA2H23 | 1 | EA | 4228
PETE | 6621256 | 10.531.088 | MODULE, ALTECH INTERFACE, DWG ALH#5748.2 SPECIAL, FOR MARK VI CONTROLS, EWS #7, S/N 170X457. |  |  | ALH #5748.2 SPECIAL | 2FA2F40 | 1 | EA | 83
PETE | 6621257 | 10.533.069 | RESISTOR, R.25W 332K, OR, OR, RD, OR-B, DWG #68A7035P332G, MARK VI CONTROLS, EWS #7, S/N 170X457. |  |  | 68A7035P332G | 2FA2F38 | 1 | EA | 8
PETE | 6621258 | 10.521.023 | RELAY, DWG #IC3603A177AH1, MARK VI CONTROLS, EWS #7, S/N 170X457. |  |  | IC3603A177AH1 | 2FA2F39 | 1 | EA | 936
PETE | 6718386 | 10.516.690 | ELBOW, BASE, PT# HO7917-000-2, FOR MARLEY HYDROMATIC PUMP, MODEL SL4 3000 M4-4, USED AS OILY WASTE PUMP IN WATER TREATMENT. |  |  |  | 2FA4G8 | 1 | EA | 536
PETE | 6602337 | 10.508.983 | KEY, RETAINING, STEAM DEFLECTOR, FOR 2-17 STAGE, G.E. COMPANY, S/N 118377 TURBINE, AREA EWS 6 MANUFACTURER PART NO = 0857A635P0001 |  |  | 0857A635P0001 | 2FA3E8 | 14 | EA | 1285.9
PETE | 6602338 | 10.530.982 | KEY, RETAINING, STEAM DEFLECTOR, FOR 18-21 STAGE, G.E. COMPANY, S/N 118377TURBINE, AREA EWS 6 MANUFACTURER PART NO = 0231V699P0001 |  |  | 0231V699P0001 | 2FA3E8 | 8 | EA | 626
PETE | 6603246 | 10.510.250 | PLUG, TURBINE ROTOR BORE, HIGH PRESSURE, 4", FOR G.E. TURBINE, MODEL 93388, UNIT HTP 4 MANUFACTURER PART NO = 154B98440-0007 |  |  | 154B98440-0007 | 2FA3E9 | 16 | EA | 9.76
PETE | 6603600 | 10.519.803 | PIN, #1 STEAM PACKING SUPPORT, GROOVE 1-3, FOR G.E. TURBINE, MODEL 115043/118377, UNIT EWS & HTP6 MANUFACTURER PART NO = 03890030P0009 |  |  | 03890030P0009 | 2FA3E9 | 4 | EA | 174.52
PETE | 6603924 | 10.532.082 | PIN, DIAPHRAGM PACKING RING, STAGES 9-17 & 5-17, DFTE 19-22, DGGE 19-22, FOR G.E. TURBINE S/N 101657/93388/99661, UNITS HTP 4,5,6 MANUFACTURER PARTNO = 09393940P0006 |  |  | 09393940P0006 | 2FA3E7 | 12 | EA | 2595.12
PETE | 6603970 | 10.505.103 | PIN, PACKING SUPPORT, STAGE 2-4, FOR G.E. TURBINE, MODEL 93388/99661, UNITHTP 4 & 5 MANUFACTURER PART NO = 09393940P0002 |  |  | 09393940P0002 | 2FA3E7 | 40 | EA | 2242.4
PETE | 6624003 | 10.533.644 | SEAL, RING, PSMC, FOR G.E. COMPANY, S/N 170X457 TURBINE, EWS 7, MANUFACTURER PART NO=0109B609G0001 |  |  | 0109B609G0001 | 2FA3D5 | 1 | EA | 2020.48
PETE | 6624007 | 10.534.188 | SEAL, RING, PMSC, FOR G.E.COMPANY, S/N 170X457 TURBINE, EWS 7,MANUFACTURERPART NO =111B6874G0001 |  |  | 111B6874G0001 | 2FA3D6 | 1 | EA | 1412.23
PETE | 6624008 | 10.521.518 | SEAL, RING, PMSC, FOR G.E. COMPANY, S/N 170X457 TURBINE, AREA EWS 7, MANUFACTURER PART NO = 111B6875G0001 |  |  | 111B6875G0001 | 2FA3D7 | 1 | EA | 1544.2
PETE | 5015001 | 10.523.120 | THERMOSTAT, KT01140, NORMAL CLOSED CONT. |  |  | 3BHL000986P8000 | 2FA24G16 | 1 | EA | 260.82
PETE | 5015003 | 10.508.441 | LED ELEMENT, WHITE, M22-LED-W |  |  | 3BHB012871R0001 | 2FA24E28 | 2 | EA | 4112.64
PETE | 5015004 | 10.518.835 | LAMP, PILOT, YELLOW, M22-L-Y |  |  | 3BHB012864R0004 | 2FA24F26 | 1 | EA | 2056.32
PETE | 5015005 | 10.532.913 | RELAY, HIGH VOLTAGE, K81A, B47, 10 KV, 10A |  |  | 3BHL000986P4000 | 2FA24F33 | 1 | EA | 3402
PETE | 5015007 | 10.511.402 | THYRISTOR, INTEGRATED GATE COMMUTED (IGCT), RC, 4500V, 51 MM, 5SHX0845F0001 |  |  | 3BHL000385P0101 | 2FA24D10 | 1 | EA | 5295
PETE | 5015010 | 10.509.217 | MODEM, MODULE BUS, TB820V2 |  |  | 3BSE013208R0001 | 2FA24F16 | 0 | EA | 0
PETE | 5015015 | 10.521.068 | RELAY, SAFETY, 24 VDC, BN5930.48 |  |  | HB011243R0001 | 2FA24G15 | 1 | EA | 1815
PETE | 5015017 | 10.516.810 | LED ELEMENT, RED, M22-LED-R |  |  | 3BHB012871R0002 | 2FA24F26 | 1 | EA | 2056.32
PETE | 5015018 | 10.530.721 | LAMP, PILOT, RED, M22-L-R |  |  | 3BHB012864R0002 | 2FA24F32 | 1 | EA | 2056.32
PETE | 5015023 | 10.505.280 | RELAY, RM602024 |  |  | 3BHB010569R0001 | 2FA24H20 | 1 | EA | 2056.32
PETE | 5015024 | 10.533.179 | RELAY, RM 302024 |  |  | 3BHB010568R0001 | 2FA24G17 | 1 | EA | 2056.32
PETE | 5015025 | 10.505.756 | STARTER, KP, 10/S, 230V, 50/60 HZ, PKZ 2/ZM, MOTOR PROTECTION |  |  | 3BHB000605P0107 | 2FA24I21 | 1 | EA | 1648.08
PETE | 5015035 | 10.535.101 | PUSHBUTTON, ILLUMINATION, WHITE, M22-DL-WX1 |  |  | 3BHB012865R0004 | 2FA24F32 | 1 | EA | 2056.32
PETE | 5015036 | 10.528.706 | LED ELEMENT, BLUE, M22-LED-B |  |  | 3BHB012871R0005 | 2FA24F31 | 1 | EA | 2056.32
PETE | 5015037 | 10.511.654 | PUSHBUTTON, ILLUMINATION, BLUE, M22-DL-B |  |  | 3BHB012873R0005 | 2FA24F36 | 1 | EA | 2056.32
PETE | 5015040 | 10.502.390 | INVERTER UNIT (INU), INTERFACE, THREE PHASE - CHOP DC TO MAKE AC, UF C760BE42 |  |  | 3BHE004573R0042 | 2FA24D9 | 1 | EA | 22141.35
PETE | 5015041 | 10.508.941 | INTERFACE, CURRENT VOLTAGE MEASURING (CVMI), UF C762 AE101 |  |  | HE006412R0101 | 2FA24I7 | 1 | EA | 4800
PETE | 5015042 | 10.520.897 | REGULATOR, TEMPERATURE, RITTAL SK3110 |  |  | 3BHB001305R0001 | 2FA24F31 | 1 | EA | 260.82
PETE | 5015045 | 10.532.825 | POWER SUPPLY, GATE UNIT (GUSP), VIBRATION RESISTANT, KUC755AE105 |  |  | 3BHB005243R0105 | 2FA24C10 | 1 | EA | 8520
PETE | 5015046 | 10.523.626 | TRANSDUCER, CURRENT, LEM, LT2005 S/SP19 |  |  | 3BHB014827R0001 | 2FA24I8 | 1 | EA | 1480.5
PETE | 5015051 | 10.517.240 | FUSE, LINK,20A/500 GL, NH00 |  |  | GZN640007P0006 | 2FA24F35 | 3 | EA | 266.49
PETE | 5015053 | 10.522.119 | TERMINAL, SOCKET SCREW, 90.21 |  |  | 3BHL001376P0001 | 2FA24F34 | 1 | EA | 2056.32
PETE | 5015056 | 10.511.350 | TERMINATOR, MODULEBUS, TB807 |  |  | 3BSE008538R0001 | 2FA24F34 | 1 | EA | 202.23
PETE | 5015057 | 10.514.978 | PROGRAM, IC FLASH, UF C780 BE 42, (A591) |  |  | HE005599R0005 | 2FA24E16 | 2 | EA | 375
PETE | 5015058 | 10.507.725 | PROGRAM, IC FLASH, UF C760 BE42, (A595) |  |  | 3BHE005600R0005 | 2FA24G17 | 2 | EA | 132.3
PETE | 5015059 | 10.518.787 | PROGRAM, IC EPROM, 38KX8, PP C380 AE |  |  | 3BHB003882R0003 | 2FA24C5 | 1 | EA | 226.8
PETE | 5015061 | 10.519.236 | MODULE, PHASE, COMPLETE WITH EUPEC AND CHSEM 68 MM DIODES, 9MVA 91MM IGCT, S-093M |  |  | 3BHB009885R0013 | SB1BF7 | 1 | EA | 56145.9
PETE | 5015063 | 10.535.674 | TROLLEY, TF 250 KG |  |  | 3BHB011572110001 | SB1EF7 | 1 | EA | 0.01
PETE | 5607014 | 10.507.949 | PANEL VIEW 1500 PLUS COLOR KEYBOARD DISPLAY. |  |  | 2711P-K15C4D1 | 2FA11I8 | 1 | EA | 5440
PETE | 5714393 | 10.517.242 | FUSE, FEEDER, MAIN/PRIMARY, SWITCHGEAR (HVL), 5.5KV, 100E, FOR SOFT START DRIVE MOTOR CONTROL, TOSHIBA 400A JK SERIES SOLID STATE STARTER, USED ON PETE 8A COAL CONVEYOR. |  |  | 55GDMSJD100E | 2FA11I9 | 3 | EA | 1047.3
PETE | 5305045 | 10.505.323 | RELAY, TIME DELAY, 120 VAC, FOR PETE #2 ABB C-E SVCS. BOILER IGNITION SYSTEM. |  |  | 75-TMRY-01 | 2FA11E10 | 2 | EA | 141
PETE | 5216984 | 10.535.080 | SWITCH, PRESSURE, STATIC-O-RING, RANGE 0-100 PSI, ADJUSTABLE DEAD BAND, DPDT SWITCHING ELEMENT, 316 SS CF-8M CASTING, 1/4" NPT, TEFLON-COATED POLYMIDE DIAPHRAGM. |  |  | 6V1-AG3-N4-C1A | 1FA5G24 | 0 | EA | 0
PETE | 5610382 | 10.505.441 | SWITCH, FLOW, MAX. PRESS. 100 PSI, MAX. TEMP. 225 DEG F, 115 VAC/7.4A, BFP OIL FLOW SWITCH, 3/4" NPT. |  |  | FS6-W-3/4 | 1FA5I19 | 2 | EA | 701.34
PETE | 5606642 | 10.521.028 | RELAY, CONTROL, 8 POLE, 125VDC, USED ON #1 & 2 BOILER CIRCULATOR AND CONTROL RELAY CABINETS. |  |  | 700DC-P800Z1 | 2FA7D29 | 2 | EA | 698.4
PETE | 1602335 | 10.533.056 | RESISTOR, 12.5 OHM, 20 WATT, BRACKET MOUNT (FIXED), LUG & LEAD TERMINALS, WIREWOUND, 5% TOLERANCE, RoHS COMPLIANT, FOR PETE GROUND DETECTOR CIRCUITS. |  |  | B20J12K5E | 1FA4E8 | 4 | EA | 22.2
PETE | 7005703 | 10.509.146 | LINK, OFFSET, 2-1/2" PITCH, 1-1/2" WIDE, FOR RC-200 ROLLER CHAIN. |  |  | RC-200 | 1FA7E6 | 2 | EA | 135.7
PETE | 5013377 | 10.504.272 | ENCODER 1000PPR FOR DSP-800 |  |  | FE13794 | 1FA11E26 | 2 | EA | 770
PETE | 5009303 | 10.524.432 | WIPER, VALVE, EPDM, FOR CLARKSON 4" KGD VALVES, USED ON PETE #1 & #2 SCRUBBERS. |  |  | 08200 | 2FA17A5 | 4 | EA | 104.52
PETE | 5609035 | 10.523.631 | TRANSDATA WATT TRANSDUCER, PETE 1 MW TRANSDUCER. |  |  | 20WP552 | 2FA23C10 | 1 | EA | 1663.37
PETE | 6406721 | 10.531.263 | MOTOR, 14.0 NM, DAMPER, USED AT HTP & PETE 1 ID FAN INLET DAMPERS, HAROLD BECK & SONS PT# = 20-2201-32 |  |  | 20-2201-32 | 4FA5G31 | 2 | EA | 7054.88
PETE | 4005095 | 10.509.588 | OPERATOR, SELECTOR SWITCH, SK TYPE, 3-POSITIONS, SPRING RETURN TO CENTER FROM LEFT SIDE OPERATIONS, 30MM, STANDARD BLACK KNOB, NON-ILLUMINATED, NEMA RATED ENCLOSURE. |  |  | 9001SKS63B | 1FA5F41 | 4 | EA | 392.62
PETE | 6613392 | 10.505.650 | REBUILD KIT, W/ BEARING, THROTTLE VALVE HYDRAULIC CYLINDER, FOR EMERSON EHC TURBINE OIL SKID, USED ON PETE #1 WESTINGHOUSE TURBINE, S/N 13A2802-1. |  |  | RPK-B/M-2267-1 | 1FA5G27 | 1 | LT | 1095
PETE | 6613393 | 10.535.844 | REBUILD KIT, W/ BEARING, GOVENOR VALVE HYDRAULIC CYLINDER, FOR EMERSON EHC TURBINE OIL SKID, USED ON PETE #1 WESTINGHOUSE TURBINE, S/N 13A2802-1. |  |  | RPK-B/M-2283-7 | 1FA5H25 | 1 | LT | 1299
PETE | 6613394 | 10.523.584 | REBUILD KIT, W/ BEARING, REHEAT STOP VALVE HYDRAULIC CYLINDER, FOR EMERSON EHC TURBINE OIL SKID, USED ON PETE #1 WESTINGHOUSE TURBINE, S/N 13A2802-1. |  |  | RPK-BM-2215-3 | 1FA5H26 | 1 | LT | 1721
PETE | 6613395 | 10.511.628 | REBUILD KIT, W/ BEARING, INTERCEPT VALVE HYDRAULIC CYLINDER, FOR EMERSON EHC TURBINE OIL SKID, USED ON PETE #1 WESTINGHOUSE TURBINE, S/N 13A2802-1. |  |  | RPK-B/M-2215-4 | 1FA5I21 | 1 | LT | 1721
PETE | 5008575 | 10.508.691 | FUSE, 4A, FOR MODEL 42I NOX ANALYZERS, USED ON PETE CEMS. |  |  | ??????? | 1FA1F18 | 10 | EA | 60
PETE | 5207515 | 10.521.185 | SCREEN, TOUCH, PANELVIEW PLUS 1500, 15" FLAT PANEL COLOR DISPLAY, 640 X 480 RESOLUTION, 18-BIT GRAPHICS, RS232/ETHERNET COMMUNICATION, 24V DC INPUT, 128 MB RAM, FOR UNIT4 COOLING TOWER. |  |  | 2711P-T15C4D2 | 4FA56A5 | 1 | EA | 6981.12
PETE | 5610386 | 10.069.422 | SWITCH, PRESSURE, SQUARE D CLASS 9012 TYPE GAW-26, RANGE 5-250 PSI, 10-49 PSI, ADJ DIFFERENTIAL, DPDT, 600V, 10 AMP CONTACTS, 1/4" NPTF, AIR, WATER & OIL,. |  |  | 9012GAW26 | 1FA6D7 | 2 | EA | 573.38
PETE | 5207532 | 10.505.757 | VALVE, BUTTERLFY, 20" USED ON UNITS 3 & 4 COOLING TOWERS. |  |  | D91118 | SB1BD3 | 1 | EA | 7525
PETE | 5207535 | 10.524.507 | SERIES 400 DRIVESHAFT YOKE WITH FLEXIBLE INSERTS, HOT DIPPED GALVANIZED CAST IRON, FOR UNITS 3 & 4 COOLING TOWERS. |  |  | A00768 | 4FA5G5 | 1 | EA | 1655
PETE | 5207536 | 10.509.133 | YOKE HARDWARE, STAINLESS STEEL, FOR 400 SERIES DRIVESHAFTS, INCL. (9) 9/16" X 3 3/4" HEX HEAD CAP SCREWS, (9) 9/16" LOCK WASHERS, (6) 9/16" HEX NUTS, (3) 1/2" X 1-1/2" HEX HEAD CAP SCREWS, (1) 3/8" X 1/2" SET SCREW. (2) KITS/COUPLING |  |  | D16705 | 4FA5F5 | 2 | LT | 222
PETE | 6406809 | 10.509.739 | MOTOR, SOFTSTART, 75 HP FRAME. |  |  | TE-160-BP | 4FA51A7 | 1 | EA | 2160
PETE | 6406810 | 10.516.623 | KIT, REMOTE DISPLAY, W/3 METER CABLE, FOR SOFTSTART MOTOR (STK #6406809). |  |  | KP12-KIT-3 | 4FA51A7 | 1 | LT | 174
PETE | 5008576 | 10.517.056 | FILTER, MEDIA, FOR AMMONIA SCRUBBERS, USED ON PETE CEMS. |  |  | 79-AS-200-08-E | 1FA1K3 | 8 | EA | 1509.04
PETE | 5013160 | 10.511.819 | SOLENOID VALVE (Y10), 3/8" NPT, 9/32 ORIFICE |  |  | 27-0121 | 1FA1G40 | 1 | EA | 208.41
PETE | 5015555 | 10.511.902 | TRANSFORMER. CONTROL POWER, CPT 150VA440/480-95/120VAC 50/60HZ |  |  | C0150E2AFB | 2FA8B33 | 2 | EA | 224
PETE | 5015639 | 10.500.677 | REBULD KIT FOR CARBON BLOWER, TUTHILL COMPETITOR PLUS, MODEL 5006-22L3N, USED ON PETE 2,3,4 ACTIVATED CARBON INJECTION SYSTEMS |  |  | 5600638D | 2FA8F13 | 1 | EA | 508
PETE | 5704057 | 10.504.791 | POWER SUPPLY, CONTROLLOGIX PLC, 85 TO 265VAC, GOOD FOR 13 AMPS, USED ON PETE 1&2 SCRUBBER, SUPER SUMPS, AND COAL HANDLING. |  |  | 1756-PA75 | 2FA11G28 | 2 | EA | 2088
PETE | 5701224 | 10.511.827 | VALVE, SOLENOID, 120 VAC, 1/2", 4-WAY, FOR PETE 2&3 BAGHOUSE FLYASH NUVEYOR KNIFE GATE VALVES. |  |  | JKHX8344G074MFMO21348 | 2FA11H24 | 2 | EA | 2500.5
PETE | 6905851 | 10.501.304 | OPEN DRY TRANSFORMER, OPEN CORE & COIL, KVA 1500/2000, 3 PH, 60HZ, COOLING AA/FA, TEMP RISE 150 C, AMBIENT 30 C, VPI, CONDUCTOR: COPPER TAPS: 2x2 1/2%, HV4160, 30KV BIL, 7.88%Z, LV480, 10KV BIL, STUB BUS TERMINATIONS, APPROX DIM 58"x48"x28" |  |  |  | SB3 O | 1 | EA | 33225
PETE | 5015655 | 10.511.150 | SUPPORT FOOT, MARK 3 PUMP PARTS LIST & DRAWINGS ITEM 3134, ITEM #DY53443A-D4, S/N #1137359CHP002A/113759CHP003A, USED IN SBS REAGENT FEED & DILUTION WATER FEED PUMPS. |  |  | 78970316 | 2FA9H17 | 2 | EA | 455.4
PETE | 5015656 | 10.504.674 | IMPELLER, PUMP, MARK 3 PUMP PARTS LIST & DRAWINGS ITEM 2200, ITEM #MY55573A130-D4, S/N #1137359CHP002A/113759CHP003A, USED IN SBS REAGENT FEED & DILUTION WATER FEED PUMPS. |  |  | 78764024 | 2FA9G17 | 1 | EA | 2414.7
PETE | 5015662 | 10.521.885 | SEAL, OIL, GP2 OB, MARK 3 PUMP PARTS LIST & DRAWINGS ITEM 4310.2, ITEM #BY50424C-TSSR, S/N #1137359CHP002A/113759CHP003A, USED IN SBS REAGENT FEED & DILUTION WATER FEED PUMPS. |  |  | 78997095 | 2FA9E30 | 2 | EA | 58.5
PETE | 5013655 | 10.524.310 | VALVE, AUTOMATIC, RE-CIRCULATING, W/MODULATING BYPASS, BODY A216WCB CARBON STEEL, INTERNALS SS, 1-1/2 " FLANGE, BYPASS 3/4" FOR PETE 5 BALL MILL JOCKEY PUMP. |  |  | DLPM-06-015-16367/A | SB1KE6 | 1 | EA | 3900
PETE | 5013656 | 10.502.714 | VALVE, AUTOMATIC, RE-CIRCULATING, W/MODULATING BYPASS, BODY A216WCB CARBON STEEL, INTERNALS SS, 4 " FLANGE, BYPASS 3", FOR PETE 5 BALL MILL MAKE-UP PUMP. |  |  | DLPM-06-015-16367/B | SB1KE6 | 1 | EA | 6796.41
PETE | 5706892 | 10.524.207 | VALVE, DRAIN, 1" NPT SPRING LOADED, (VALVE CLOSED AT ABOUT 10 PSI), USED ON PETE DUSTBOSS DUST CONTROL FANS. |  |  | 480403-2 | 2FA7F7 | 2 | EA | 91.76
PETE | 5008499 | 10.501.900 | KIT, REPAIR, SIGHT GAUGE, NO. 07E, FOR 12F UNITS, PARKER HANNIFIN, PETE MATS MONITORIS STACK 1,2,3,4. |  |  | 76-PS835P | 1FA1J8 | 0 | EA | 0
PETE | 5008512 | 10.499.877 | INDICATOR, MOISTURE, PUREGAS DRYER, ABSORBER, EXTRACTOR, PETE MATS MONITORS STACK 1,2,3,4. |  |  | 77-P200405 | 1FA1H14 | 1 | EA | 50.68
PETE | 5013657 | 10.517.253 | FUSE, POWER SUPPLY IN ERP. ULTRAFLOW 150 X LONG RANGE 20kHz, PETE MATS MONITORS STACK 1,2,3,4. |  |  | 79-527438 | 1FA1E46 | 7 | EA | 75.6
PETE | 5013658 | 10.517.246 | FUSE FOR POWER SUPPLY IN TRANSDUCER INTERFACE ENCLOSURE (TIE), ULTRAFLOW 150X LONG RANGE 20kHz, PETE MATS MONITORS STACK 1,2,3,4. |  |  | 79-527441 | 1FA1E46 | 7 | EA | 28.35
PETE | 5015682 | 10.522.328 | SPRING, EXTENSION BETACONE, USED ON PETE MATS MONITORS STACK 1,2,3,4. |  |  | 19-0579 | 2FA8F22 | 10 | EA | 25.4
PETE | 5015684 | 10.521.645 | SCREW, 1/4" X 3/8" FOR TOP JAW, USED ON MATS MONITORS STACK 1,2,3,4. |  |  | 19-0355 | 2FA8F22 | 20 | EA | 1.4
PETE | 5015686 | 10.517.026 | SPRING INLINE FILTER, USED ON MATS MONITORS STACK 1,2,3,4. |  |  | 19-0372 | 2FA8F22 | 6 | EA | 50.58
PETE | 5015689 | 10.530.821 | MOISTURE INDICATOR, TWIN TOWER ENG. DRYERS, ABSORBERS, EXTRACTORS, FOR MATS MONITORS STACK 1,2,3,4. |  |  | 77-51308 | 2FA8F22 | 1 | EA | 87.19
PETE | 5015694 | 10.513.970 | TOXIC GAS DETECTOR RELAY BOARD, USED IN SHELTERS, FOR MATS MONITORS STACK 1,2,3,4. |  |  | 58-0051 | 2FA8E20 | 2 | EA | 516
PETE | 5015695 | 10.511.804 | VALVE, SOLENOID, FOR PETE MATS MONITORS STACK 1,2,3,4. |  |  | 79-74090K6041 | 2FA8E20 | 2 | EA | 1356.6
PETE | 5015699 | 10.519.422 | EXHAUST MUFFLER, USED ON PETE MATS MONITORS STACK 1-2-3-4. |  |  | 77-10040 | 2FA8F20 | 2 | EA | 43
PETE | 5015700 | 10.532.201 | PURGE ORIFICE, SIZ3E 32, TWIN TOWER ENG, DRYERS, ABSORBERS, EXTRACTORS, USED ON PETE MATS MONITORS STACK 1,2,3,4. |  |  | 77-51315-32 | 2FA8F20 | 2 | EA | 63.94
PETE | 5015701 | 10.519.520 | PURGE ORIFICE, SIZ3E 49, TWIN TOWER ENG, DRYERS, ABSORBERS, EXTRACTORS, USED ON PETE MATS MONITORS STACK 1,2,3,4. |  |  | 77-51315-49 | 2FA8F20 | 2 | EA | 63.94
PETE | 5015703 | 10.528.965 | KIT, MAINTENANCE, DRYERS, ABSORBERS, EXTRACTOR, USED ON PETE MATS MONITORS STACK 1,2,3,4. |  |  | 77-51325 | 2FA8F19 | 2 | EA | 884.43
PETE | 5015709 | 10.506.370 | PMT, MODEL 43i SO2 ANALYZER, USED ON PETE MATS MONITORS STACK 1,2,3,4. |  |  | 75-113507-00 | 2FA8F15 | 1 | EA | 693.53
PETE | 5015712 | 10.521.702 | KIT, SEAL SERVICE, 2562/2567, USED ON MODEL 80i MERCURY ANALYZER, USED ON MATS MONITORS STACK 1,2,3,4. |  |  | 75-2567K-04 | 2FA8F15 | 1 | EA | 86.7
PETE | 5015714 | 10.525.775 | KIT, EXPENDABLES, T300, MODEL T300U CO ANALYZER, USED ON PETE MATS MONITORS STACK 1,2,3,4. |  |  | 79-009600400 | 2FA8F10 | 1 | EA | 501
PETE | 5015715 | 10.511.351 | THERMISTOR ASSEMBLY, BENCH/WHEEL, MODEL T300U CO ANALYZER, USED ON PETE MATS MONITORS STACK 1,2,3,4. |  |  | 79-003291500 | 2FA8E14 | 2 | EA | 111
PETE | 5015716 | 10.518.619 | IR SOURCE ASSEMBLY, TELEDYNE, MODEL T300U CO ANALYZER, USED ON PETE MATS MONITORS STACK 1,2,3,4. |  |  | 79-009550500 | 2FA8E14 | 1 | EA | 343.5
PETE | 5015717 | 10.529.202 | FAN ASSEMBLY, REAR PANEL, TELEDYNE, MODEL T300U CO ANALYZER, USED ON PETE MATS MONITORS STACK 1,2,3,4. |  |  | 79-040010000 | 2FA8E14 | 1 | EA | 70.5
PETE | 5015720 | 10.509.346 | EXHAUST MUFFLER, PUREGAS, DRYERS, ABSORBERS, EXTRACTORS, USED ON PETE MATS MONITORS STACK 1,2,3,4. |  |  | 27-0106 | 2FA8E13 | 2 | EA | 24.21
PETE | 5015722 | 10.520.184 | PROBE EXTENSION, GASKETS, BOLTS & LOCK WASHERS, MODEL PMI 3200, DILULTION PROBE, USED ON PETE MATS CONITORS STACK 1,2,3,4. |  |  | 78-**** | 2FA8E13 | 20 | EA | 160.6
PETE | 5015746 | 10.504.866 | PRIMARY/BACKUP HG/HCL MONITORING SYSTEMS, HVAC, SPECIAL COATED COILS P-6212, USED ON PETE CEMS PM SHELTER. |  |  | W12A1-K02EPXX3J | SB1NB4 | 1 | EA | 3500
PETE | 5013015 | 10.514.274 | PREAMP BOARD FOR ULTRAFLOW 150, STANDARD SYSTEM |  |  | 1903-0200-01 | 2FA20F15 | 1 | EA | 534
PETE | 5225403 | 10.518.054 | TONE GENERATOR, STACK J-BOX ASSEMBLY FOR CONTINUOUS EMISSION MONITOR ON # 3 STACK AT H.T. PRITCHARD. |  |  | 1011-0200-01 | 2FA18F11 | 1 | EA | 381
PETE | 3906910 | 10.529.285 | GASKET, SAFETY RELIEF VALVE, APOLLO VALVES, , USED ON INGERSOLL RAND MODEL #L42-GS9, PETE BAGHOUSE FLYASH BLOWER, |  |  |  | 1FA16B5 | 4 | EA | 56.44
PETE | 5901942 | 10.509.642 | OUTPUT MODULE 0/8, DUPLINE, USED ON PETE 2 PJFF SERVICE ELEVATOR, GEDA USA, SPEC. P-6219. |  |  | G 2130 5521 700 | 4FA3E13 | 1 | EA | 149.76
PETE | 5901943 | 10.531.083 | INPUT MODULE 8/0, DUPLINE, USED ON PETE 2 PJFF SERVICE ELEVATOR, GEDA USA, SPEC. P-6219. |  |  | G 2120 5501 700 | 4FA3E13 | 1 | EA | 134.33
PETE | 5901944 | 10.518.794 | INPUT/OUTPUT MODULE 2/2, DUPLINE, USED ON PETE 2 PJFF SERVICE ELEVATOR, GEDA USA, SPEC. P-6219. |  |  | G 2140 4421 700 | 4FA3E13 | 1 | EA | 155.33
PETE | 5901945 | 10.531.080 | INPUT/OUTPUT MODULE 4/4, DUPLINE, USED ON PETE 2 PJFF SERVICE ELEVATOR, GEDA USA, SPEC. P-6219. |  |  | G 2140 5520 700 | 4FA3E13 | 1 | EA | 213.61
PETE | 5901948 | 10.535.052 | LIMIT SWITCH, USED ON PETE 2 PJFF SERVICE ELEVATOR, GEDA USA, SPEC. P-6219. |  |  | AZ 3350 12UEK | 4FA3E14 | 1 | EA | 105.6
PETE | 5901949 | 10.522.773 | LIMIT SWITCH, USED ON PETE 2 PJFF SERVICE ELEVATOR, GEDA USA, SPEC. P-6219. |  |  | Z4V7H 335-11Z-2138 | 4FA3G8 | 1 | EA | 119.5
PETE | 5901952 | 10.518.283 | HEATER CABINET, SWITCH BOX HEATING, 230V, 50W., USED ON PETE 2 PJFF SERVICE ELEVATOR, GEDA USA, SPEC. P-6219. |  |  | 3105.340 | 4FA3E15 | 1 | EA | 125.33
PETE | 5901953 | 10.523.265 | SWITCH, THERMAL, +5C - +55C, USED ON PETE 2 PJFF SERVICE ELEVATOR, GEDA USA, SPEC. P-6219. |  |  | 3,110,000 | 4FA3E15 | 1 | EA | 59
PETE | 5901984 | 10.535.114 | SELECTOR SWITCH WRENCH, LR + RR/R, USED ON PETE 2 PJFF SERVICE ELEVATOR, GEDA USA, SPEC. P-6219. |  |  | ZB5-AG02D | 4FA3E16 | 1 | EA | 71.88
PETE | 5901013 | 10.522.771 | LIMIT SWITCH E101-01-EI, USED ON PETE 2 PJFF SERVICE ELEVATOR, GEDA USA, SPEC. P-6219. |  |  | PS21LNS11RTH00 | 4FA3E12 | 1 | EA | 77
PETE | 5225456 | 10.536.106 | VALVE, GATE, NON RISING STEM, 3", 150 LB, BODY MATL-ASTM A126-B, END PREP-FFFE, SERVICE-WATER, PRESSURE- 110 PSIG, TEMP- 110F, ACT TYPE-VALVE BOX, BURIED SERVICE, USED AT PETE WASTE WATER TREATMENT. |  |  | AFC2503FFOL | SB1LE11 | 1 | EA | 426.83
PETE | 5225457 | 10.524.240 | VALVE, GATE, NON RISING STEM, 6", 150 LB, BODY MATL-ASTM A126-B, END PREP-FFFE, SERVICE-WATER, PRESSURE- 25 PSIG, TEMP- 90 F, ACT TYPE-VALVE BOX, BURIED SERVICE, USED AT PETE WASTE WATER TREATMENT. |  |  | AFC2506FFOL | SB1LE11 | 1 | EA | 609.76
PETE | 5225458 | 10.524.250 | VALVE, GATE, NON RISING STEM, 8", 150 LB, BODY MATL-ASTM A126-B, END PREP-FFFE, SERVICE-WATER, PRESSURE- 25 PSIG, TEMP- 90 F, ACT TYPE-VALVE BOX, BURIED SERVICE, USED AT PETE WASTE WATER TREATMENT. |  |  | AFC2508FFOL | SB1LE11 | 1 | EA | 1181.63
PETE | 5225459 | 10.500.627 | VALVE, GATE, NON RISING STEM, 16", 150 LB, BODY MATL-ASTM A126-B, END PREP-FFFE, SERVICE-WATER, PRESSURE- 25 PSIG, TEMP- 90 F, ACT TYPE-VALVE BOX, BURIED SERVICE, USED AT PETE WASTE WATER TREATMENT. |  |  | AFC2516FFOL | SB1LF9 | 1 | EA | 6393.5
PETE | 5225460 | 10.511.759 | VALVE, GATE, NON RISING STEM, 20", 150 LB, BODY MATL-ASTM A126-B, END PREP-FFFE, SERVICE-WATER, PRESSURE- 25 PSIG, TEMP- 110 F, ACT TYPE-VALVE BOX, BURIED SERVICE, USED AT PETE WASTE WATER TREATMENT. |  |  | AFC2520FFOL | SB1LF9 | 1 | EA | 12195.12
PETE | 5225461 | 10.524.247 | VALVE, GATE, NON RISING STEM, 24", 150 LB, BODY MATL-ASTM A126-B, END PREP-FFFE, SERVICE-WATER, PRESSURE- 25 PSIG, TEMP- 110 F, ACT TYPE-VALVE BOX, BURIED SERVICE, USED AT PETE WASTE WATER TREATMENT. |  |  | AFC2524FFOL | SB1LF11 | 1 | EA | 17073.17
PETE | 5225462 | 10.512.072 | VALVE, BUTTERFLY, 20", 150 LB, BODY MATL-ASTM A126-B, END PREP-FFFE, SERVICE-WATER, PRESSURE- 15 PSIG, TEMP- 115 F, ACT TYPE-VALVE BOX, BURIED SERVICE, USED AT PETE WASTE WATER TREATMENT. |  |  | 4500 | SB1LB11 | 1 | EA | 3048.78
PETE | 5225463 | 10.536.431 | VALVE, BUTTERFLY, 24", 150 LB, BODY MATL-ASTM A126-B, END PREP-FFFE, SERVICE-WATER, PRESSURE- 15 PSIG, TEMP- 115 F, ACT TYPE-VALVE BOX, BURIED SERVICE, USED AT PETE WASTE WATER TREATMENT. |  |  | 4500 | SB1LC11 | 1 | EA | 4268.29
PETE | 5225464 | 10.523.774 | VALVE, BUTTERFLY, 30", 150 LB, BODY MATL-ASTM A126-B, END PREP-FFFE, SERVICE-WATER, PRESSURE- 15 PSIG, TEMP- 115 F, ACT TYPE-VALVE BOX, BURIED SERVICE, USED AT PETE WASTE WATER TREATMENT. |  |  | 1450 | SB1MF7 | 1 | EA | 10365.86
PETE | 7901632 | 10.503.428 | RIBBON CABLE ASSEMBLY, 15 FEET, 10 CONDUCTOR, POWER MODULE TO CONTROLLER, USED ON PETE SBS NEWTRON HEAT TRACE. |  |  | PM-10 RC | 2FA24A4 | 3 | EA | 288
PETE | 5009992 | 10.533.705 | MECHANICAL SEAL, BURGMANN CARTEX, SINGLE CARTRIDGE TYPE, MODEL ABPN,/MATL CODE: Q1Q1VMG/SILICON CARBIDE VS SILICON CARBIDE SEAL FACES/VITON ELASTOMERS/HASTELLOY C SPRINGS, 316 SS GLAND & SLEEVE, USED ON PETE 1&2 FGD MAKE-UP WATER PUMPS. |  |  | ABPN | 1FA2A22 | 1 | EA | 1529
PETE | 5225491 | 10.523.742 | VALVE, BALL, 1" PRESS CLASS-150 LB, BODY MATERIAL ASTM D1784, PRESS-15 PSIG, TEMP-115F, ACT TYPE- LEVER, FOR PETERSBURG WATER TREATMENT. |  |  | 1601010 | 2FA18C11 | 3 | EA | 96.03
PETE | 5225498 | 10.523.771 | VALVE, BUTTERFLY, RUBBER LINED, 10", PRESS CLASS-125 LB, BODY MATERIAL-ASTM A126-B, END PREP-FFTBEHT, SERVICE-WATER, PRESS-25 PSIG, TEMP-115 F, ACT. TYPE-HANDWHEEL, FOR PETERSBURG WATER TREATMENT. |  |  | 397-575 | SB1LE11 | 1 | EA | 299.83
PETE | 5225503 | 10.523.772 | VALVE, BUTTERFLY, RUBBER LINED, 2", PRESS CLASS-125 LB, BODY MATERIAL-ASTM A126-B, END PREP-FFTBEHT, SERVICE-DEMIN WATER, PRESS-20 PSIG, TEMP-140 F, ACT. TYPE-LEVER, FOR PETERSBURG WATER TREATMENT. |  |  | 397-575 | 2FA18C8 | 1 | EA | 36.15
PETE | 5225509 | 10.523.748 | VALVE, BALL, 2", PRESS CLASS-CALC, BODY-ASTM A182 GRADE F 304 (UNSS30400), END PREP-VPS, LEVER, SERVICE-INSTRUMENT AIR, PRESS-150 PSIG, TEMP-150 F, FOR PETERSBURG WATER TREATMENT. |  |  | V020569XH5 | 2FA18A5 | 1 | EA | 470.81
PETE | 5225510 | 10.536.404 | VALVE, BALL, 1.5", PRESS CLASS-CALC, BODY-ASTM A182 GRADE F 304 (UNSS30400), END PREP-VPS, LEVER, SERVICE-INSTRUMENT AIR, PRESS-150 PSIG, TEMP-150 F, FOR PETERSBURG WATER TREATMENT. |  |  | V014569XH5 | 2FA18D11 | 2 | EA | 702
PETE | 5225511 | 10.536.402 | VALVE, BALL, 1", PRESS CLASS-CALC, BODY-ASTM A182 GRADE F 304 (UNSS30400), END PREP-VPS, LEVER, SERVICE-INSTRUMENT AIR, PRESS-150 PSIG, TEMP-150 F, FOR PETERSBURG WATER TREATMENT. |  |  | V010569XH5 | 2FA18F13 | 2 | EA | 452.8
PETE | 5225512 | 10.536.399 | VALVE, BALL, 0.75", PRESS CLASS-CALC, BODY-ASTM A182 GRADE F 304 (UNSS30400), END PREP-VPS, LEVER, SERVICE-INSTRUMENT AIR, PRESS-150 PSIG, TEMP-150 F, FOR PETERSBURG WATER TREATMENT. |  |  | V006569XH5 | 2FA18A6 | 5 | EA | 941
PETE | 5225513 | 10.505.963 | VALVE, BALL, 0.5", PRESS CLASS-CALC, BODY-ASTM A182 GRADE F 304 (UNSS30400), END PREP-VPS, LEVER, SERVICE-INSTRUMENT AIR, PRESS-150 PSIG, TEMP-150 F, FOR PETERSBURG WATER TREATMENT. |  |  | V004569XH5 | 2FA18E11 | 1 | EA | 161.81
PETE | 5225523 | 10.524.262 | VALVE, GLOBE, 0.5", PRESS CLASS-150 LB, BODY-ASTM B62 CI.83600, END PREP-FTE, HANDWHEEL OPERATOR SERVICE - PROCESS SEWER, PRESS-50 PSIG, TEMP-120F, FOR PETERSBURG WATER TREATMENT. |  |  | T211-B | 2FA18E13 | 2 | EA | 82.32
PETE | 5225524 | 10.523.796 | VALVE, CHECK, 2", PRESS CLASS-150 LB, BODY-ASTM B62 CI.83600, END PREP-FTE, SERVICE - PROCESS SEWER, PRESS-50 PSIG, TEMP-100F, FOR PETERSBURG WATER TREATMENT. |  |  | T413-B | 2FA18E14 | 1 | EA | 120.18
PETE | 5225525 | 10.536.407 | VALVE, BALL, 2", PRESS CLASS-150 LB, BODY-ASTM B62 CI.83600, END PREP-FTE, LEVER OPERATOR, SERVICE-WATER, PRESS-110 PSIG, TEMP-110F, FOR PETERSBURG WATER TREATMENT. |  |  | T585-70-2'' | 2FA18B8 | 1 | EA | 91.83
PETE | 5225527 | 10.505.964 | VALVE, BALL, 1.25", PRESS CLASS-150 LB, BODY-ASTM B62 CI.83600, END PREP-FTE, LEVER OPERATOR, SERVICE-WATER, PRESS-110 PSIG, TEMP-110F, FOR PETERSBURG WATER TREATMENT. |  |  | T585-70 - 1.25'' | 2FA18A7 | 3 | EA | 123.18
PETE | 5225528 | 10.536.401 | VALVE, BALL, 1", PRESS CLASS-150 LB, BODY-ASTM B62 CI.83600, END PREP-FTE, LEVER OPERATOR, SERVICE-WATER, PRESS-110 PSIG, TEMP-110F, FOR PETERSBURG WATER TREATMENT. |  |  | T585-70 - 1'' | 2FA18E14 | 1 | EA | 17.25
PETE | 5225529 | 10.523.740 | VALVE, BALL, 0.75", PRESS CLASS-150 LB, BODY-ASTM B62 CI.83600, END PREP-FTE, LEVER OPERATOR, SERVICE-WATER, PRESS-110 PSIG, TEMP-110F, FOR PETERSBURG WATER TREATMENT. |  |  | T585-70 - 0.75'' | 2FA18E13 | 4 | EA | 299.24
PETE | 5225550 | 10.524.003 | VALVE, CHECK, 3/4", PRESS CLASS-150 LB, BODY-ASTM B462 (UNS N08020), END PREP-SWE, SERVICE-DEMIN WATER, PRESS-150 PSIG, TEMP 130F, SWING CHECK- HASTELLOY MOC, FOR PETERSBURG WATER TREATMENT. |  |  | 150UOCHC | 2FA18F14 | 1 | EA | 3201.93
PETE | 5225766 | 10.509.870 | O-RING, FRONT PLATE/FAN CASING, SEALS FRONT PLATE TO FAN CASING, PILLER MDL# 40770, KKXGAE, 80560 GL360, S/N 901 670-671, FOR PETE WATER TREATMENT. |  |  | 00.4.108.5037 | 2FA25G82 | 2 | EA | 1184
PETE | 5225971 | 10.526.169 | ROLLER BEARING, CYLINDRICAL, FOR DRIVE UNIT |  |  | NUP 315 ECP | 2FA18B1 | 1 | EA | 437.13
PETE | 6407001 | 10.518.907 | MOTOR, PRIMARY AIR FAN, 2000 HP/1200 RPM, 4160V/3PH, 60HZ, FRAME 5012 SPL, ENC WPII |  |  |  | SB4 | 1 | EA | 95730
PETE | 5225089 | 10.533.033 | PUMP, SLURRY, 4X3 CWX, METAL LINED |  |  | 043CWXCCCG | SB1LB5 | 1 | EA | 9995
PETE | 5225090 | 10.519.006 | MOTOR, SLURRY PP, 20 HP, 1800 RPM, 3 PH, TEFC 841 |  |  | 20F4EG841 | SB1LB5 | 1 | EA | 3485
PETE | 5225139 | 10.533.029 | PUMP, SIZE 8X10-16, 5500 GPM, 1780 RPM, 210 HD FT, MATL CD4MCUN, 16.440X15.880 IMP DIA, MAX DIA 16.25, S/N N207H982-2 |  |  | MODEL #3180, ITEM #54674-25-210 | SB1LA10 | 1 | EA | 49533
PETE | 5225141 | 10.504.842 | PUMP, CRN5-8 A-FGJ-G-E-HQQE, 3 HP, 182 TC FRAME |  |  | 96084997 | SB1KC2 | 1 | EA | 1260
PETE | 5225155 | 10.529.940 | GEARMOTOR, IMPELLER DRIVE |  |  | 2-18280 | SB1LC4 | 2 | EA | 7103.3
PETE | 5225157 | 10.519.880 | OIL LEVEL SIGHT GAUGE |  |  | 2-3139 | 2FA25F64 | 1 | EA | 55
PETE | 5225161 | 10.533.115 | RETAINING RING (4") |  |  | 2-16762 | 2FA25F65 | 2 | EA | 20
PETE | 5225164 | 10.517.485 | GASKET, INSPECITON PORT |  |  | 445-230B05-B | 2FA25F66 | 1 | EA | 12
PETE | 6001006 | 10.518.883 | LEVEL SWITCH ELECTRONICS MODULE |  |  | 385-0055-008-00 | 2FA17C27 | 4 | EA | 2252
PETE | 6621003 | 10.522.997 | TERMINAL BOARD, MKVI, PRIMARY TRIP, STEAM |  |  | IS200TRPSH1A | 2FA25ENDC | 2 | EA | 18604
PETE | 5301006 | 10.509.669 | MOTOR, 1.5 HP, MODEL 5K145WL20399, RPM: 1725, VOLTS: 230/460, AMPS: 4.6/2.3 |  |  | BA41N1.5-4C | SB1HC9 | 4 | EA | 3060
PETE | 5706003 | 10.524.029 | VALVE, BALL, 2", 3-WAY, SS BODY, 800 WOG |  |  | 76-608-24 | 1FA16E14 | 1 | EA | 469.6
PETE | 5225225 | 10.524.103 | VALVE, SAV, 0.50" NPT, 4-WAY, H, 120/60, 110/50 |  |  | 196075-9 | 2FA25B44 | 1 | EA | 690
PETE | 5009267 | 10.519.263 | MOTOR BRACKET ASSEMBLY, 77Q25 |  |  | 196869STL | SB1KC3 | 1 | EA | 3617
PETE | 6407003 | 10.509.673 | MOTOR, 5HP, 3600 RPM, FRAME 184T, TEFC, 3 PH |  |  | 00536ET3E184T-W22 | SB1DB8 | 1 | EA | 1203.32
PETE | 5205086 | 10.518.723 | MECHANICAL SEAL, FOR ITT GOULDS PUMP MODEL #XHD, SIZE 75XHD, HYDRO PRESS 375 PSI, 500 GPM, 2499 RPM, 200 HEAD FT, MAT'L DI, 10.38 IMP DIA, 10.38 MAX DIA, S/N N206H095 |  |  | 9PMP-GSR002 | 2FA22G23 | 1 | EA | 11032
PETE | 5205179 | 10.530.082 | HARDNESS BUFFER SOLUTION, .5L, 10mg/L |  |  | 2768649 | 2FA18G26 | 4 | EA | 176.44
PETE | 5205180 | 10.517.792 | HARDNESS INDICATOR SOLUTION, SP510, .5L, 5-100 mg/L |  |  | 2769249 | 2FA18G27 | 4 | EA | 147.4
PETE | 5215010 | 10.510.457 | REDUCER, GEAR, RIVER WATER REACTIVATOR |  |  | F721-10-B5-J | 2FA18D21 | 1 | EA | 500
PETE | 5205215 | 10.533.835 | SAFETY SHOWER FLOW SWITCH, 1" NPT, SS BODY & TEE |  |  | V6EPS-S-D-3-S-AT | 2FA22A29 | 1 | EA | 569.45
PETE | 5205216 | 10.532.784 | POSITIONER, DIGITAL VALVE CONTROLLER |  |  | DVC6200-204 | 2FA22D27 | 1 | EA | 2635.98
PETE | 5205218 | 10.532.192 | ORIFICE PLATE |  |  | 52004NB18AAM1NA01NNA | NEW | 0 | EA | 0
PETE | 5205219 | 10.532.415 | PILOT LIGHT, RED, 12-130V AC/DC, LED, TYPE 4/4X/13 |  |  | 800H-QRH2R | 2FA22E46 | 1 | EA | 130.41
PETE | 5015939 | 10.500.027 | O/L HEATER ELEMENT (RETRO-FIT FOR THE OLD N3) |  |  | W22 | 2FA8F24 | 12 | EA | 312.69
PETE | 5205224 | 10.520.175 | PRESSURE GAUGE, 4.5 IN, 0-160 PSI |  |  | 232.34-4.5''-0.5''LM-0-160 PSIG | 2FA22B29 | 1 | EA | 77
PETE | 5205228 | 10.519.045 | LOW PRESSURE SWITCH, PS75, RANGE 50-150 PSI, 12L 14 ZINC-PLATED STEEL 1/4IN NPTM, SPDT, RIGHT ANGLE DIN 43650A 9MM CABLE CLAMP |  |  | PS75-30-4MNZ-C-HCR | 2FA25F75 | 5 | EA | 508.7
PETE | 5205232 | 10.509.477 | LEVEL SWITCH |  |  | 701A-F7A-P-A4-N4-TT | 2FA58B3 | 1 | EA | 533.25
PETE | 5205250 | 10.501.152 | TRANSMITTER, RADAR LEVEL |  |  | FMP57-FDACCDLBB3RGE+Z1 | 2FA58A3 | 1 | EA | 4067.08
PETE | 6001978 | 10.516.626 | MONITOR AND DISPLAY, VIBRATION, FOR UNIT 7 AIR COMPRESSOR AND 60-3 AIR COMPRESSOR. |  |  | 1900/65A | 2FA2A12 | 1 | EA | 5135
PETE | 5205270 | 10.517.903 | GAUGE, 4 1/2", 1279, SS, 1/4" NPT LOWER, RANGE 0-160 PSI |  |  | M892 | 2FA22C19 | 1 | EA | 1263.64
PETE | 5215020 | 10.504.830 | PUMP, REACTIVATOR, ORV UNIT |  |  | 411 BF 5X6X15 | SB5FLOOR | 1 | EA | 10750
PETE | 5205305 | 10.502.458 | MIXER/AERATOR, OWW TREATMENT REACTOR, SHAFT MATERIAL 316SS |  |  | HCM2000-40-12.5HP | SB3 O | 1 | EA | 73784
PETE | 5402002 | 10.509.951 | PROXIMITY SWITCH, 120V/1 PHASE |  |  | 871TM-B15C30-A2 | 1FA1G66 | 4 | EA | 665.2
PETE | 5205306 | 10.531.169 | LEVEL SWITCH |  |  | 2120D1BV1NAAM019 | NEW | 0 | EA | 0
PETE | 5205308 | 10.502.881 | THERMOCOUPLE SENSOR, W/6". PTFE-INSULATED 20-GAUGE LEAD WIRE, DUAL ISOLATED UNGROUNDED, TYPE K, NIPPLE UNION, EXTENSION LENGTH 3", SENSOR LENGTH 12" |  |  | 214CTKAKSPDUE0152SLUAE030XW/114CE0120PAD | 2FA59A3 | 1 | EA | 907.88
PETE | 5205322 | 10.532.210 | OWW SERVICE H20 PUMP DISCHARGE, SERVICE & UTIL COMPRESSED AIR LOOP PRESS TRANSMITTER |  |  | 3051TG3A2B21AB4M5Q4S5 | 1FA4B33 | 1 | EA | 2422.65
PETE | 5205333 | 10.534.473 | SPEED SWITCH, SLOW, DIN RAIL MOUNT, 48V DC. |  |  | SS-110 | 2FA25G76 | 1 | EA | 526.5
PETE | 5205336 | 10.509.982 | PUMP, DIAPHRAGM, METERING W/MOTOR, MAT. PVDF CAP, 0-2 GPH DISS PRESS 232 PSIG, 25 WATT DIRECT DRIVEN, ELECTORMAGNETIC METERING |  |  | DDA 7.5-16 AR-PP/E/C-F32 | 2FA58A1 | 0 | EA | 0
PETE | 6011020 | 10.521.673 | SEAL KIT, OIL OPERATED AIR PILOT CYLINDER, EMERSON OVATION TURBINE CONTROLS |  |  | 2CLIN00041-(SK) | 2FA13E50 | 2 | EA | 774
PETE | 6011023 | 10.509.091 | GO SWITCH, POSITION FEEDBACK, EMERSON OVATION TURBINE CONTROLS |  |  | U0341OOAPVA-(4) | 2FA13F54 | 2 | EA | 1500
PETE | 6011037 | 10.520.107 | POSITIONER, EMOD LEVEL, LEVEL POSITIONER INTERFACE, EMERSON OVATION TURBINE CONTROLS |  |  | 1C31194G04 | 2FA19B5 | 2 | EA | 14632
PETE | 6011039 | 10.524.024 | VALVE, ADJUSTABLE NEEDLE, EMERSON OVATION TURBINE CONTROLS |  |  | TDM-(9) | 2FA13F58 | 2 | EA | 188
PETE | 6011048 | 10.512.040 | VALVE, SOLENOID, ELECTRICAL CONNECTOR, EMERSON OVATION TURBINE CONTROLS |  |  | TDM-2H-R3051D-CC-CDS-D-125-B-XF-SI-(7) | 2FA13F55 | 2 | EA | 98
PETE | 6011049 | 10.511.998 | VALVE, ADJUSTABLE NEEDLE, EMERSON OVATION TURBINE CONTROLS |  |  | TDM-2H-R3051D-CC-CDS-D-125-B-XF-SI-(14) | 2FA13F57 | 2 | EA | 172
PETE | 6011051 | 10.502.405 | KIT, TDM FLUSH, FOR SOLENOID VALVE, EMERSON OVATION TURBINE CONTROLS |  |  | TDMFK2 | 2FA59A2 | 2 | EA | 2858
PETE | 6011052 | 10.530.995 | KIT, DUMP MANIFOLD (TDM2), SAE, EMERSON OVATION TURBINE CONTROLS |  |  | 3EPM-TDM-SAE-002 | 2FA13D31 | 2 | EA | 344
PETE | 6011059 | 10.536.347 | VALVE, NEEDLE, EMERSON OVATION TURBINE CONTROLS |  |  | PSM-{2} | 2FA13F57 | 2 | EA | 258
PETE | 6011080 | 10.504.772 | POINT, TEST, SAE-4, EMERSON OVATION TURBINE CONTROLS |  |  | PSM-{6} | 2FA13F55 | 2 | EA | 100
PETE | 6011098 | 10.510.089 | PASSIVE, CABLE, EMERSON OVATION TURBINE CONTROLS |  |  | 3CBL-P-S-030 | 2FA13A32 | 2 | EA | 400
PETE | 6011193 | 10.523.102 | SWITCH, PROXIMITY, EMERSON OVATION TURBINE CONTROLS |  |  | MTH-{1} | 2FA13E50 | 1 | EA | 1829
PETE | 6011194 | 10.523.356 | TRANSMITTER, PRESSURE, EMERSON OVATION TURBINE CONTROLS |  |  | TDM-2H-R3051D-CC-CDS-D-125-B-XF-SI-{10} | 2FA59A2 | 2 | EA | 7574
PETE | 6011195 | 10.505.955 | VALVE, SOLENOID, 125 VDC, DE-ENERGIZE TO TRIP, EMERSON OVATION TURBINE CONTROLS |  |  | TDM-2H-R3051D-CC-CDS-D-125-B-XF-SI-{5} | 2FA13D30 | 3 | EA | 7647
PETE | 6011196 | 10.511.914 | TRANSMITTER, PRESSURE, ET FLUID PSM, EMERSON OVATION TURBINE CONTROLS |  |  | PSM-R3051D-CC-CDS-3000-X-XF-X-{3} | 2FA59A2 | 2 | EA | 7574
PETE | 6011198 | 10.535.910 | VALVE, CARTRIDGE, EMERSON OVATION TURBINE CONTROLS |  |  | TDM-{4} | 2FA13F58 | 4 | EA | 2792
PETE | 6011209 | 10.531.018 | KIT, SEAL, FOR SOLENOID VALVE, EMERSON OVATION TURBINE CONTROLS |  |  | TDM-{5SK} | 2FA13A33 | 2 | EA | 720
PETE | 6011228 | 10.518.330 | KIT, SEAL, FOR CONTROL COVER, EMERSON OVATION TURBINE CONTROLS |  |  | TDM-{2SK} | 2FA13B35 | 2 | EA | 304
PETE | 6011229 | 10.531.017 | KIT, SEAL, FOR CONTROL COVER FOR MOUNTING DIRECTIONAL POPPET VALVE, EMERSON OVATION TURBINE CONTROLS |  |  | TDM-{3SK} | 2FA13B34 | 2 | EA | 252
PETE | 6011233 | 10.502.404 | KIT, SEAL, FOR CARTRIDGE VALVE, EMERSON OVATION TURBINE CONTROLS |  |  | TDM-{4SK} | 2FA13A34 | 2 | EA | 286
PETE | 6011234 | 10.524.087 | VALVE, LOGIC, PILOT TO OPEN, EMERSON OVATION TURBINE CONTROLS |  |  | TDM-2X-x-x-x-x-x-B-x-x-{8} | 2FA13F57 | 2 | EA | 576
PETE | 6011236 | 10.509.001 | KIT, SEAL, FOR DIRECTIONAL VALVE, EMERSON OVATION TURBINE CONTROLS |  |  | MTH-{2SK} | 2FA13A35 | 1 | EA | 358
PETE | 6011416 | 10.513.626 | I/O BASE WITH SCREW TERMINALS |  |  | 1B30035H01 | 1FA5G16 | 3 | EA | 3201
PETE | 5015912 | 10.519.336 | O-RING, REACTION CHAMBER TO COOLER, NOX 42i |  |  | 75-4821 | 2FA8F35 | 4 | EA | 8.43
PETE | 5015914 | 10.509.911 | O-RING,NOX48i, BETWEEN REACTION CHAMBER |  |  | 75-4808 | 2FA8F35 | 4 | EA | 15.12
PETE | 5015944 | 10.533.478 | SCREW, KNURLED, MERCURY, FOR HG PROBES ON STACKS 1-4 |  |  | 79-AAS0092 | 2FA8F36 | 3 | EA | 252.19
PETE | 5305101 | 10.504.190 | LIGHT GUIDE, EXACTA EPSB-0100, PART FOR EXACTA VISIBLE LIGHT FLAME SCAN ASSEMBLY, FOR GAS FUEL SYSTEM |  |  | EPSB-0100 | 2FA11E14 | 4 | EA | 480.76
PETE | 6406002 | 10.531.586 | MOTOR, GENERATOR, MAIN SEAL OIL PUMP, 15 HP, 1180 RPM, 284T FRAME |  |  | 5KG284QPA6049AP2 | SB1JC8 | 1 | EA | 4137.36
PETE | 5205451 | 10.523.619 | TOWNLEY PUMP ASSY, 4", INSIDE SLURRY SEAL MOTOR; 650 GPM @ 130 FT TDH: 1750 RPM: IMPELLER TRIMMED TO 11.75", STANDARD PUMP MATERIALS INCLUDE ASTM A532, CLASS III, TYPE A, HIGH CHROME CASING, IMPELLER AND SUCTION LINER/STRAINER |  |  | MSP4MH-A/50SF TENV/ISS | SB3J | 1 | EA | 43846
PETE | 5706159 | 10.509.258 | IDLER, CARRIER TRAINNER, 5" DIA, 35 DEG, 30" BELT WIDTH |  |  | C5-35EA-30 | SB1MC4 | 2 | EA | 778.8
PETE | 6406004 | 10.531.552 | MOTOR, 1/2 HP, 480VAC, 3PH, 56 TEFC, 1100 RPM, FOR LUBE OIL COOLING FAN |  |  | M35390 | SB1IC8 | 1 | EA | 285.41
PETE | 6626019 | 10.502.249 | GASKET, MAGNETROL, 1.61 OD, LIQUID LEVEL SWITCH, |  |  | (001) MG 012-1301-002 | 2FA2E7 | 7 | EA | 147
PETE | 5015946 | 10.508.746 | HEATER, MERCURY, CERAMIC, 120V, 250 WATT |  |  | EM-102728-00 | 1FA1C16 | 2 | EA | 1246
PETE | 6406005 | 10.519.304 | MOTOR, HYDROGEN SEAL OIL, HYDROGEN SIDE, 215T FRAME, 1200 RPM, 5 HP,480 VAC, (REPLACES 1LA92156YK60) |  |  | 1LE23212AC214AA3 | SB1IC8 | 1 | EA | 500
PETE | 6406006 | 10.519.303 | MOTOR, HYDROGEN SEAL OIL, AIR SIDE, 256T FRAME, 1200 RPM, 10 HP,480 VAC, (REPLACES M7065T) |  |  | EM7065T | SB1IC8 | 1 | EA | 3795.49
PETE | 6406007 | 10.504.880 | MOTOR, HYDROGEN SEAL OIL, AIR SIDE, TYPE SK-H, 286A FRAME, 1150 RPM, 7.5 HP, 120 VDC, EXPLOSION RESISTANT ENCLOSURE. |  |  | 65E15388 | SB1ED6 | 1 | EA | 28601.58
PETE | 5015948 | 10.519.906 | OPTICAL SWITCH ASSEMBLY, USED IN THERMO 410i CO2 MONITOR |  |  | EM-101424-00 | 1FA1E63 | 2 | EA | 384.98
PETE | 5602846 | 10.506.004 | VALVE, SELF CONTAINED PRESSURE REDUCING FOR FISHER CONTROL VALVE MODEL 67-CFR237 MFG PART # 67CFR237 |  |  | FS-67CFR-237 | 1FA2C58 | 2 | EA | 298.08
PETE | 6006001 | 10.505.909 | THERMOWELL, PULVERIZER, TEMPERATURE |  |  | GP-516 | 1FA12A5 | 2 | EA | 878.7
PETE | 6626202 | 10.511.445 | STATOR COOLING DIFFERENTIAL PRESSURE SWITCH, 150" H2O |  |  | D420V#1273 | 2FA2G18 | 3 | EA | 2960.16
PETE | 5013218 | 10.523.555 | V-BELT, COGGED, USED ON #5 SLURRY FEED PPS GSL001A & B. (4 PER SET) |  |  | BX95 | 2FA59A3 | 9 | ST | 568.11
PETE | 5205485 | 10.504.871 | MOTOR, 125 HP, 1190 RPM, 445T FRAME, 460 VOLT |  |  | GE 5KS445XAA379 | SB1FF2 | 1 | EA | 18578.84
PETE | 5205486 | 10.519.270 | MOTOR, 3 HP, 3450 RPM, 184TCZ FRAME, 460 VOLT |  |  | 84Z06050 | SB1EA8 | 1 | EA | 1088.4
PETE | 5205487 | 10.519.268 | MOTOR, 2 HP, 1755 RPM, 145TC FRAME, 208-230/460 VOLT |  |  | 05F061X009G1 | SB1EB6 | 1 | EA | 1393.53
PETE | 5205488 | 10.519.267 | MOTOR, 12.5 HP, 1765 RPM, 254TC FRAME, 460 VOLT |  |  | 09L453T299G1 | SB1JD7 | 1 | EA | 3089.72
PETE | 5205490 | 10.531.554 | MOTOR, 20 HP, 1800 RPM, 256TC FRAME, 230/460 VOLT |  |  | 09L453Y946G3 | SB1EC5 | 1 | EA | 3396.71
PETE | 5205494 | 10.519.271 | MOTOR, 30 HP, 3570 RPM, 324TS FRAME, 460 VOLT. |  |  | 5KS324XAA1111 | SB1FB3 | 1 | EA | 5988.14
PETE | 6406009 | 10.531.588 | MOTOR, HYDROGEN SEAL OIL, DUAL SHAFT, MAIN AND RECIRCULATING, 284TFZ FRAME, 1185 RPM, 10HP, 480 VAC (REPLACES 5K284CG318). |  |  | 5KS284CAA320 | SB1JD8 | 1 | EA | 5527
PETE | 5013219 | 10.531.392 | MAGNET, PROXIMITY, FOR GO SWITCH |  |  | AMC4 | 1FA1E51 | 6 | EA | 205.99
PETE | 5205510 | 10.531.550 | MOTOR, 1 HP, 1800 RPM, 143TC FRAME, TEFC, 460 VOLT, 3 PH |  |  | 05EE943W751G4 | SB1IB8 | 1 | EA | 1296.77
PETE | 5205511 | 10.531.555 | MOTOR, 3 HP, 1800 RPM, 182TC FRAME, TEFC, 460 VOLT, 3 PH, W/MOD M15B (REPL NAMEPLATE) AND M26A (TROPICALIZATION) |  |  | VECP83661T-4-M15B-M26A | SB1IB8 | 1 | EA | 1115.47
PETE | 5205512 | 10.531.551 | MOTOR, 1.5 HP, 1800 RPM, 145TC FRAME, TEFC, 460 VOLT, 3 PH, W/MOD M15B (REPL NAMEPLATE) AND M26A (TROPICALIZATION) |  |  | VECP83584T-4-M15B-M26A | SB1IB8 | 1 | EA | 877.16
PETE | 5205513 | 10.519.266 | MOTOR, 1.5 HP, 1800 RPM, 145TC FRAME, TEFC, 460 VOLT, 3 PH, BALDOR MTR W/MOD M15B (REPL NAMEPLATE) |  |  | VECP83584T-4-M15B | SB1IB8 | 1 | EA | 745.41
PETE | 5205514 | 10.502.071 | MOTOR, 1 HP, 3600 RPM, 143TC FRAME, TEFC, 460 VOLT, 3 PH |  |  | 3005767312-11 | SB1IB8 | 1 | EA | 589.94
PETE | 5205516 | 10.509.668 | MOTOR, .75 HP, 1800 RPM, 56CYZ FRAME, 208-230/460 VOLT, 3 PH |  |  | 272917PSP | SB1IB8 | 1 | EA | 588.83
PETE | 5205518 | 10.519.274 | MOTOR, 5 HP, 460 VOLT, 900 RPM, 254TC FRAME, TEFC |  |  | 127732PSP | SB1IB9 | 1 | EA | 3707.41
PETE | 5205519 | 10.504.872 | MOTOR, 30HP, 460 VOLT, 1200 RPM, 326TC FRAME, TEFC |  |  | CECP84117T-4 | SB1IB9 | 1 | EA | 4688.59
PETE | 5706009 | 10.524.080 | VALVE, GYPSUM, STEERING, E260, STAINLESS STEEL |  |  | 042000-420090 | 2FA15D15 | 2 | EA | 3344.15
PETE | 6406011 | 10.516.575 | FILTER, OWW, FGD VAULTS, 20" X 25" X 2" |  |  | (9151) (NSJS3-397) | 2FA58B3 | 6 | EA | 226.74
PETE | 5205468 | 10.504.829 | PUMP, HYDRATED LIME, COMPLETE, DUPLEX STAINLESS STEEL |  |  | T 81-80 V4 LB4B | SB3 J | 1 | EA | 46900
PETE | 5205553 | 10.509.891 | O-RING, COVER, USED ON FGD SOFTNING POLYMER FEED PUMP, MODEL ABN 20 |  |  | Y220199 | 2FA22F44 | 1 | EA | 33.16
PETE | 5205556 | 10.530.442 | INSERT, HOSE, USED ON FGD SOFTNING POLYMER FEED PUMP, MODEL ABN 20 |  |  | Y217304 | 2FA22F45 | 2 | EA | 145.26
PETE | 5205558 | 10.517.945 | HOSE, PUMP, NATURAL RUBBER STD, USED ON FGD SOFTNING POLYMER FEED PUMP, MODEL ABN 20 |  |  | Y218941 | 2FA22B16 | 1 | EA | 250.57
PETE | 5205563 | 10.522.504 | SNAP RING, PUMP, USED ON FGD SOFTNING POLYMER FEED PUMP, MODEL ABN 20 |  |  | Y217445 | 2FA22F45 | 2 | EA | 14.22
PETE | 5205579 | 10.533.477 | SCREW, INSERT BRACKET, USED ON FGD SOFTNING POLYMER FEED PUMP, MODEL ABN 20 |  |  | Y217208 | 2FA22F40 | 8 | EA | 25.28
PETE | 5205968 | 10.533.983 | SEAL WATER COOLER SEAL WATER OUTLET PRESSURE, INSTRUMENT AIR TO EVAPS PRESSURE TRANSMITTERS. |  |  | 3051S2CG4A2A1AM5Q4Q8I5 | 2FA59A2 | 1 | EA | 2423.79
PETE | 3906005 | 10.536.362 | VALVE, SAFETY, RELIEF, CONSOLIDATED, 2-1/2" X 6", RESTRICTED LIFT. |  |  | 1737D-S/RTJ/A2 | SB3P | 1 | EA | 20199.5
PETE | 5205581 | 10.511.620 | VALVE CONTROL, TEMP |  |  | 40910577-03 | SB1IA8 | 1 | EA | 2007
PETE | 5205582 | 10.535.921 | VALVE, CONTROL, 5" W/LOGIX 420 POSITIONER |  |  | 41210956-02 | SB1IA8 | 1 | EA | 6034
PETE | 5205583 | 10.524.102 | VALVE, SAFETY (50 PSI/SECT I) |  |  | 44991952-13 | 4FA2B15 | 1 | EA | 2258
PETE | 5205584 | 10.522.890 | STEP CONTROLLER, 12 |  |  | 41310138 | 4FA2C15 | 1 | EA | 815
PETE | 5205587 | 10.500.523 | RELAY, 120 VAC, 4 PDT, MY4 |  |  | 41110841 | 4FA2E32 | 1 | EA | 27
PETE | 5205588 | 10.511.290 | SOCKET, RELAY, 4PDT |  |  | 41110842 | 4FA2E32 | 1 | EA | 19
PETE | 5205606 | 10.505.384 | STRAINER, Y-TYPE, 1/2" SW, 600WSP |  |  | 47520091-39 | 4FA2E20 | 0 | EA | 0
PETE | 5205608 | 10.535.913 | VALVE, CHECK, 3/4" SW, PISTON |  |  | 95090642-03 | 4FA2E30 | 1 | EA | 115
PETE | 5205611 | 10.532.969 | PUMP, FEEDWATER |  |  | 40910613-10 | SB1IA8 | 1 | EA | 5039
PETE | 5205617 | 10.509.981 | PUMP, CHEMICAL FEED |  |  | 40910613-09 | SB1IA8 | 1 | EA | 3423
PETE | 5205618 | 10.522.517 | STRAINER, 1/2" NPT, CL 600, Y, SS |  |  | 47520091-41 | 4FA2E20 | 1 | EA | 221
PETE | 5205619 | 10.535.185 | STRAINER, Y-TYPE, 3/4" SW, CL 800 |  |  | 44990632-01 | 4FA2E20 | 1 | EA | 122
PETE | 5205622 | 10.511.864 | TRANSFORMER, CONTROL, 480/120, 1 KVA |  |  | 20810035 | 4FA2F15 | 1 | EA | 367
PETE | 5205623 | 10.535.374 | SWITCH, SELECTOR, 2 POSITION, 1 N.O. |  |  | 41210004-10 | 4FA2E24 | 1 | EA | 20
PETE | 5205624 | 10.511.188 | SWITCH, PUSHBUTTON, MOMENTARY, 1 N.O. |  |  | 41410246 | 4FA2E24 | 1 | EA | 23
PETE | 5205625 | 10.511.170 | SWITCH, E-STOP, PUSHBUTTON, 1 N. C., 22 MM |  |  | 41110893--05 | 4FA2E23 | 1 | EA | 52
PETE | 5205628 | 10.531.058 | MODULE, RELAY, 16 POINT VAC/VDC |  |  | 40411103 | 4FA2G16 | 1 | EA | 470
PETE | 5205629 | 10.509.220 | MODULE, INPUT, 8 POINT, 120 V |  |  | 40411103-02 | 4FA2C12 | 1 | EA | 312
PETE | 5205641 | 10.533.451 | SCREEN, TOUCH, 10", ENET, ADVT "MBP" |  |  | 41110879-05 | 4FA2D17 | 1 | EA | 2039
PETE | 5205652 | 10.534.936 | SWITCH, ETHERNET, 5 PORT UNMGD |  |  | 40411107-01 | 4FA2G14 | 1 | EA | 156
PETE | 5205653 | 10.524.373 | WASHER, CERAMIC, ELEMENT |  |  | 44921144-07 | 4FA2E24 | 36 | EA | 36
PETE | 5205694 | 10.524.396 | WASHER, SILICONE, ELEMENT |  |  | 44921144-09 | 4FA2E24 | 36 | EA | 36
PETE | 5205695 | 10.516.355 | ELEMENT, HEATER, 10 KW, 480V, 75 WPSI |  |  | 48741054-77 | SB1IA8 | 18 | EA | 3852
PETE | 5205702 | 10.505.769 | WASHER ELEMENT, PL NO. 10-.438 O.D. X .032 THICK |  |  | 67122110-06 | 4FA2E23 | 72 | EA | 72
PETE | 5205704 | 10.534.881 | SUPPLY, POWER |  |  | 41210001 | 4FA2G15 | 1 | EA | 181
PETE | 5009329 | 10.534.028 | SEAL, MECHANICAL, WARMAN PUMP MODEL 3/2 CAH, FLOWSERVE MFG# SLC2 CARTRIDGE SEAL. |  |  | SLC2/A2R99498-51 |  | 0 | EA | 0
PETE | 5009331 | 10.505.493 | SEAL, MECHANICAL, PUMP, PETE 1 & 2 RECLAIM WATER PUMPS & FILTER FEED PUMPS AND PROCESS WATER PUMPS. |  |  | SLC2/A2R101592-51 |  | 0 | EA | 0
PETE | 5606019 | 10.522.996 | TERMINAL BLOCK, SWITCHGEAR, 3 CIRCUIT, 100A |  |  | CR2960SY139C3C | 4FA4E6 | 1 | EA | 171.93
PETE | 5606020 | 10.523.660 | TRANSFORMER, CURRENT, SWITCHGEAR, GE/ITI, MODEL 780 |  |  | 780-202-CERT | 4FA4C4 | 1 | EA | 346.14
PETE | 5606021 | 10.520.597 | RELAY, SWITCHGEAR, AUXILIARY, H-RST, 125VDC/120VAC, 4NO/4NC |  |  | 7802D | 2FA7C34 | 1 | EA | 551
PETE | 5606022 | 10.535.379 | SWITCH, SWITCHGEAR, PUSHBUTTON, AC |  |  | 102109LP | 4FA4E10 | 1 | EA | 163.59
PETE | 5606024 | 10.520.741 | RESISTER, SWITCHGEAR, LOW |  |  | IN 4007 | 4FA4E6 | 1 | EA | 3.04
PETE | 5606025 | 10.511.734 | TERMINAL BLOCK, SWITCHGEAR, POWER, 2 PT, 1500 |  |  | 1502STD | 4FA4E6 | 1 | EA | 30.34
PETE | 5606026 | 10.518.181 | INSULATOR, SWITCHGEAR, BUSS TO INSUL 5 OR 15 KV, GLASTIC |  |  | 1665B | 4FA4B1 | 1 | EA | 134
PETE | 5606027 | 10.522.714 | SWITCH, SWITCHGEAR, SWITCH/PUSHBUTTON, TEST, ABB FT-1 |  |  | C129A539G01 | 4FA4D2 | 1 | EA | 674.93
PETE | 5606030 | 10.520.598 | RELAY, SWITCHGEAR, LOCK OUT RELAY/ELECTRO SW MANUAL |  |  | 7812 D | 4FA4C3 | 1 | EA | 896.33
PETE | 5606032 | 10.510.535 | RELAY, SWITCHGEAR, OC REL, .5-2A-IOC, S1 (50) |  |  | 12PJC11AV1A | 4FA4D3 | 1 | EA | 1381.19
PETE | 5606034 | 10.500.199 | RELAY, SWITCHGEAR, DISCRETE, CONTROL, MG-6 TYPE, 125 |  |  | MGF73N00MMMMMM | 4FA4D4 | 1 | EA | 1612.9
PETE | 5606035 | 10.518.739 | METER, SWITCHGEAR, SINGLE FUNCTION, ANALOG |  |  | 007-05FA-LSTM-C7 | 2FA23C1 | 1 | EA | 88.9
PETE | 5606037 | 10.532.874 | RELAY, SWITCHGEAR, PROTECTION, DIFFERENTIAL, HIGH |  |  | 0587202625312XX | 4FA4F4 | 1 | EA | 12346.28
PETE | 5606041 | 10.505.307 | RELAY,. SWITCHGEAR, PROTECTION, MOTOR, SCHWEITZER |  |  | 07001ABA0X72850001 | 2FA6H23 | 0 | EA | 0
PETE | 5606044 | 10.532.872 | RELAY, SWITCHGEAR, AUX, 48VDC, SELF-RESET, 6 NO |  |  | 12HFA51A44F | 2FA6G24 | 0 | EA | 0
PETE | 5606045 | 10.522.712 | SWITCH, SWITCHGEAR, BREAKER CONTROL, GE 16SBM, 7 |  |  | 16SBMG3B13T1S2P1 | 2FA6C10 | 0 | EA | 0
PETE | 5606047 | 10.532.875 | RELAY, SWITCHGEAR, TIMING RELAY/AGASTAT, ON-DELAY, DPDT |  |  | 7012 PK | 2FA23A20 | 1 | EA | 644.6
PETE | 5606048 | 10.520.599 | RELAY, SWITCHGEAR, SEL-751A, FEEDER PROTECTION RELAY |  |  | 751A01A1A0X73850000 | 2FA6H14 | 0 | EA | 0
PETE | 5606049 | 10.532.873 | RELAY, SWITCHGEAR, LATCHING, SWITCH RELAY, LOW LEVEL |  |  | 9303 DC | 2FA7B35 | 1 | EA | 1727
PETE | 5606051 | 10.522.713 | SWITCH, SWITCHGEAR, FLEXITEST SWITCH/ABB, 10-POLE, 2T/8C, RED |  |  | C774B430G22 | 1FA8D2 | 1 | EA | 667.15
PETE | 5606052 | 10.502.552 | SWITCH, SWITCHGEAR, FLEXITEST SWITCH/ABB, 10-POLE, 6C/4T, TRIP |  |  | C774B430G24 | 2FA6D22 | 0 | EA | 0
PETE | 5606055 | 10.510.225 | RESISTOR, SWITCHGEAR, OHMITE RESISTOR, 200 OHM, 50W, ADJUSTABLE |  |  | D50K200 | 1FA1F51 | 1 | EA | 95.85
PETE | 5606056 | 10.505.304 | RELAY, SWITCHGEAR, TIME DELAY VOLTAGE RELAY, GEH-1768, 115V |  |  | IAV53L1A | 2FA58A3 | 1 | EA | 4787.5
PETE | 5606057 | 10.535.378 | SWITCH, SWITCHGEAR, CONTROL CONCEPTS, 30MM |  |  | SS02-SHWE-NO | 1FA1E52 | 1 | EA | 41.68
PETE | 5606064 | 10.511.192 | SWITCH, SWITCHGEAR, BREAKER, AUXILIARY |  |  | 102108LN | 1FA1E52 | 1 | EA | 295.45
PETE | 5606065 | 10.509.159 | LUBE, SWITCHGEAR, KIT, 104, POWLUBE, CHEMICAL |  |  | POWLUBE-104 | 1FA7C31 | 1 | EA | 111.43
PETE | 5606352 | 10.521.079 | RELAY, TIME DELAY, .5-5 SEC DELAY, 125VDC OPERATING VOLTAGE AGASTAT TYPE 7012PB |  |  | 7012PB | 2FA20D2 | 3 | EA | 352.5
PETE | 5606356 | 10.505.324 | RELAY, TIME DELAY, 1.5-15 SEC DELAY, 125VDC OPERATING VOLTAGE AGASTAT TYPE7022PC |  |  | 7022PC | 4FA4D1 | 1 | EA | 480.54
PETE | 5205497 | 10.516.576 | FILTER, REFLECTIVE WAVE, 100 AMP, USED WITH THE HEADWORKS PUMP'S A DRIVES |  |  | 1321-RWR100-DP | SB1MD10 | 1 | EA | 2524.65
PETE | 5009867 | 10.502.484 | SPACER, PUMP, INTAKE FLANGE, USED ON WARMAN 4/3 DAH PUMPS WITH HIGH CHROME METAL LINERS AND MECH SEAL |  |  | D3183MTE02 | 2FA17G21 | 2 | EA | 183.34
PETE | 5009868 | 10.516.522 | FASTENER, PUMP, WASHER, EXTRA LARGE, FLAT, M10, USED ON 4/3 DAH WARMAN PUMPS WITH HIGH CHROME METAL LINERS AND MECH SEAL |  |  | M10-22-Z | 2FA17E38 | 4 | EA | 11.48
PETE | 5009869 | 10.522.558 | STUD, PUMP, WARMAN, USED ON 4/3 DAH WARMAN PUMPS WITH HIGH CHROME METAL LINERS AND MECH SEAL |  |  | M10Z3-70VV | 2FA17E38 | 4 | EA | 468.72
PETE | 5004751 | 10.499.962 | SUCTION PLATE, SUMP PUMP, FOR 3" VERTICLE CANTILEVER PUMP, S/N 82745-1, 2 & 3, PUMP TYPE VPL3200 |  |  | 016-40801-001 | SB1KB6 | 1 | EA | 8814.96
PETE | 5004752 | 10.534.879 | SUCTION STRAINER, SUMP PUMP, FOR 3" VERTICLE CANTILEVER PUMP, S/N 82745-1, 2 & 3, PUMP TYPE VPL3200 |  |  | 041-38691-001 | SB1FA2 | 1 | EA | 5604.18
PETE | 5205498 | 10.536.018 | TRANSMITTER, PRESSURE, GAUGE, 3051CG, -250 - 250, STAINLESS W/MANIFOLD |  |  | 3051CG2A02A1JM5S5Q4 | 2FA58B1 | 2 | EA | 5843.34
PETE | 5205589 | 10.519.299 | MOTOR, GEAR MOTOR, USED ON WWT SLUDGE STORAGE TKS 9TNK-GSG001, 002 & 003. |  |  | HCM2500-44-40 | SB1MD9 | 1 | EA | 6082.65
PETE | 5606173 | 10.521.007 | RELAY, TYPE SG, 230 V. AC, 60 CY., SEMI-FLUSH MOUNTING WITH GLASS WINDOW COVER, WESTG. STYLE 1342930. |  |  |  | 2FA12H9 | 1 | EA | 481.9
PETE | 6626467 | 10.532.183 | OPEN STYLE ISO TRANSFORMER, 1PH, 250VA, 60 HZ, 180PRI, 120 SEC, 1 * DIMENSIONS 5.5" H, 5.25"W, 6.63" D |  |  | CED-250-HJ+ | 2FA2C33 | 1 | EA | 359.77
PETE | 5402016 | 10.520.542 | RELAY, MCC, E1 PLUS SOLID STATE RELAY, .2-1.0 A, 3 PHASE |  |  | 193-EEBB | 2FA11E24 | 1 | EA | 72.87
PETE | 5402017 | 10.522.404 | STARTER, MCC, VOLTAGE REVERSING STARTER, NO OVERLOAD RELAY, 120V |  |  | 505-BOD-23 | 2FA11A18 | 1 | EA | 1186.03
PETE | 5402018 | 10.500.976 | RELAY, MCC, 120 RELAY 3P UNIVERSAL |  |  | BF33F | 1FA5F30 | 2 | EA | 537.54
PETE | 5402019 | 10.529.079 | FUSE, MCC, 250V, RK5, TD,50A |  |  | FRNR50 | 2FA11E25 | 10 | EA | 59.6
PETE | 5402020 | 10.504.350 | FUSE, MCC, 250V, MIDGET, TD, 1.8A |  |  | FNM18/10 | 2FA11E25 | 10 | EA | 45
PETE | 5402026 | 10.516.772 | FUSE HOLDER, MCC, 600V, FOR GROUND DETECTION |  |  | 1492-FB3C30-L | 2FA11F23 | 3 | EA | 202.53
PETE | 5402028 | 10.531.147 | LED, LAMP, MCC, 30 MM, PILOT LIGHT |  |  | 800T-PH46C | 2FA11F24 | 3 | EA | 523.14
PETE | 5402029 | 10.531.153 | LENS, MCC, PILOT LIGHT LENS, CLEAR, 30 MM, 800T |  |  | 800T-N45 | 2FA11F23 | 6 | EA | 71.34
PETE | 5402030 | 10.505.088 | PILOT LIGHT, MCC, 800H 30MM, TYPE 4/4X/13, XFMR, PUSH TO TEST, INCAND CLEAR, 480V AC |  |  | 800H-PRT46C | 2FA11F24 | 3 | EA | 543.87
PETE | 5402031 | 10.533.217 | RELAY, MCC, AGASTAT TIMING, 120 VAC COIL, TIME 5-50 MIN |  |  | 7012ADLL | 2FA11B18 | 1 | EA | 681.77
PETE | 5607811 | 10.520.531 | RELAY, CONTROL CAT #BF44F STYLE 765A192G01, 300 V. 10 AMP., 4 N.O. - 4 N.C. POLES, FOR WESTING- HOUSE AUTO TRANSFER SWITCH CAT #ATS-B3150-J OR ATS-LA3400-J |  |  | BF44F | 2FA8E4 | 2 | EA | 98
PETE | 5402003 | 10.510.507 | RELAY, MCC, E1 PLUS SOLID STATE RELAY, 3.2-16 A, 3 PHASE, 600V |  |  | 193-EEDB | 2FA7E19 | 1 | EA | 72.87
PETE | 5404001 | 10.519.279 | MOTOR, BALDOR, W/CONDUIT OPENING ON ODE ENDBELL, .75/1200/56/TEAO/3PH, (FUNCTIONAL REPLACEMENT FOR RELIANCE ID# B76B1130) |  |  |  | SB1JB6 | 11 | EA | 3683.77
PETE | 5713005 | 10.531.764 | NOZZLE, PUMP, 2.312", 416SS |  |  | 403100-95 | 1FA3C28 | 3 | EA | 975.42
PETE | 6105001 | 10.523.493 | THERMOMETER, DURATEMP, 4 1/2" DIAL, 10 FT ARMORED CAPILLARY, 20-240 DEG F RANGE, ELECTRIC CONTACTS (HIGH-LOW) - 1" - 20 UNION ON BULB, MOUNTING RING TO PANEL MOUNT |  |  | 600HC60B01A1L03AK XED | 1FA4H5 | 1 | EA | 1245.86
PETE | 5009781 | 10.517.181 | GASKET, TANK, RUBBER, 24" DIA. X 1/4" THICK, MANWAY, DIAPHRAGM REINFORCED, W/ 28 - 7/8" HOLES, FOR PETE #1 & #2 SCRUBBER PROCESS WATER TANKS. | 272PWT1100 | PWT 121-1 PROCESS WATER TANK *** CONFINED SPACE ENTRY *** *** SEE NOTES PAGE 6 *** (EAST TANK) | 3205-115-3275-24P | SB3B1A4 | 4 | EA | 959.4
PETE | 5009787 | 10.500.428 | GASKET, TANK, RUBBER, 12" X 18" X 1/4" THICK, D-SHAPED, CLEAN-OUT DOOR, DIAPHRAGM REINFORCED, W/ 21 - 7/8" HOLES, FOR PETE #1 & #2 SCRUBBER PROCESS WATER TANKS. | 272PWT1100 | PWT 121-1 PROCESS WATER TANK *** CONFINED SPACE ENTRY *** *** SEE NOTES PAGE 6 *** (EAST TANK) | 3205-115-PWTC | SB3B1A4 | 2 | EA | 150.24
PETE | 5216395 | 10.510.185 | RELAY, 4-POLE, FOR ALLEN BRADLEY, MANUFACTURER PART NO = 700P-400-A1 | 266CHTCHA0 | "A" CRUSHER HOUSE **** SEE EQUIPMENT NOTES PAGE 6 **** *CUTTING AND WELDING PERMIT REQUIRED* | 700P-400-A1 | 2FA9C6 | 2 | EA | 352.36
PETE | 5617162 | 10.523.251 | SWITCH, SPEED, (ELEV. CONV.) A-B CAT #808-M1 FOR STACKER/RECLAIMER. | 266CHTCHA0 | "A" CRUSHER HOUSE **** SEE EQUIPMENT NOTES PAGE 6 **** *CUTTING AND WELDING PERMIT REQUIRED* | 808-M1 | 2FA7B24 | 1 | EA | 2064.8
PETE | 5002071 | 10.506.852 | BASKET, 40 MESH, REINFORCED SCREEN ONLY, FOR 1" DPXS STRAINER, USED ON PETE WET DUST EXTRACTOR SYSTEM. | 266MBBDC01 | #1 COAL BUNKER DUST COLLECTOR, UNITS 1 & 2 BENETECH WET DUST EXTRACTION SYSTEM, BENETECH PROJECT #55511EN01 | M40L34-11THD-CI-DPSX | 2FA15D1 | 1 | EA | 210.67
PETE | 5002074 | 10.529.591 | FUSE, MOTOR STARTER CONTROL TRANSFORMER, 4.0 AMP, USED ON PETE WET DUST EXTRACTOR SYSTEM. | 266MBBDC01 | #1 COAL BUNKER DUST COLLECTOR, UNITS 1 & 2 BENETECH WET DUST EXTRACTION SYSTEM, BENETECH PROJECT #55511EN01 | LP-CC-4 | 1FA5G60 | 10 | EA | 107.4
PETE | 5002070 | 10.523.987 | VALVE, SOLENOID, 3/4", USED ON PETE WET DUST EXTRACTOR SYSTEM. | 266MBBDC01 | #1 COAL BUNKER DUST COLLECTOR, UNITS 1 & 2 BENETECH WET DUST EXTRACTION SYSTEM, BENETECH PROJECT #55511EN01 | 8210G095120VAC | 1FA10H61 | 2 | EA | 224.32
PETE | 5305960 | 10.511.422 | TIP, BURNER, FOR A-B-C-D BOTTOM AIR DAMPERS. PETE 4 LOW NOX BOILER. | 204BADCA00 | *TIPS* LOW NOX BOILER, SECONDARY AIR (OVERFIRE) CCOFA. AUX. AIR. LOCATED ON 8TH FLOOR. | IG03530 | SB1PC8 | 2 | EA | 5204
PETE | 5305967 | 10.523.187 | TIP, AIR NOZZLE, CFSII, FOR SOFA DAMPERS (B & D CORNERS / ELEVATIONS 1-5), USED ON PETE #4 ABB C-E SVCS. LOW NOX BOILER. | 204BADCA00 | *TIPS* LOW NOX BOILER, SECONDARY AIR (OVERFIRE) CCOFA. AUX. AIR. LOCATED ON 8TH FLOOR. | IG02110-A-FA | SB1PC9 | 2 | EA | 10060
PETE | 5305968 | 10.535.449 | TIP, AIR NOZZLE, CFSII, FOR SOFA DAMPERS (A & C CORNERS / ELEVATIONS 1-5), USED ON PETE #4 ABB C-E SVCS. LOW NOX BOILER. | 204BADCA00 | *TIPS* LOW NOX BOILER, SECONDARY AIR (OVERFIRE) CCOFA. AUX. AIR. LOCATED ON 8TH FLOOR. | IG02110-FA | SB1PC10 | 2 | EA | 10060
PETE | 5305956 | 10.524.146 | WASHER, BURNER, SPRING LOCK - 1/2", FOR PETE # 4, LOW NOX BOILER. DWG # 05474-1E9254. REV. 00. | 204BADCA00 | *TIPS* LOW NOX BOILER, SECONDARY AIR (OVERFIRE) CCOFA. AUX. AIR. LOCATED ON 8TH FLOOR. | 15-2004 | 1FA6F55 | 14 | EA | 4.2
PETE | 5305962 | 10.535.450 | TIP, AIR NOZZLE, STRAIGHT, W/ YAW & SCN ASSY., FOR AUXILIARY AIR DAMPERS (A & C CORNERS / ELEVATIONS 2-3, 3-4, 4-5 & 5-6), USED ON PETE #4 ABB C-E SVCS. LOW NOX BOILER. | 204BADCA00 | *TIPS* LOW NOX BOILER, SECONDARY AIR (OVERFIRE) CCOFA. AUX. AIR. LOCATED ON 8TH FLOOR. | IG03552-FA | SB1PD6 | 4 | EA | 14144.36
PETE | 5305963 | 10.535.835 | TIP, BURNER, FOR CCOFA DAMPERS (B & D CORNERS / ELEVATION 1), USED ON PETE #4 ABB C-E SVCS. LOW NOX BOILER. | 204BADCA00 | *TIPS* LOW NOX BOILER, SECONDARY AIR (OVERFIRE) CCOFA. AUX. AIR. LOCATED ON 8TH FLOOR. | IG03538-A-FA | SB1PD7 | 2 | EA | 9886.1
PETE | 5305965 | 10.523.188 | TIP, AIR NOZZLE, STRAIGHT, W/ YAW & SCN ASSY., FOR CCOFA DAMPERS (B & D CORNERS / ELEVATIONS 2 & 3), USED ON PETE #4 ABB C-E SVCS. LOW NOX BOILER. | 204BADCA00 | *TIPS* LOW NOX BOILER, SECONDARY AIR (OVERFIRE) CCOFA. AUX. AIR. LOCATED ON 8TH FLOOR. | IG03535-A-FA | SB1PB8 | 2 | EA | 9630
PETE | 5305966 | 10.511.430 | TIP, AIR NOZZLE, STRAIGHT, W/ YAW & SCN ASSY., FOR CCOFA DAMPERS (A & C CORNERS / ELEVATIONS 2 & 3), USED ON PETE #4 ABB C-E SVCS. LOW NOX BOILER. | 204BADCA00 | *TIPS* LOW NOX BOILER, SECONDARY AIR (OVERFIRE) CCOFA. AUX. AIR. LOCATED ON 8TH FLOOR. | IG03535-FA | SB1PB6 | 2 | EA | 10362
PETE | 5305961 | 10.505.925 | TIP, AIR NOZZLE, STRAIGHT, W/ YAW & SCN ASSY., FOR AUXILIARY AIR DAMPERS (B & D CORNERS / ELEVATIONS 2-3, 3-4, 4-5 & 5-6), USED ON PETE #4 ABB C-E SVCS. LOW NOX BOILER. | 204BADCA00 | *TIPS* LOW NOX BOILER, SECONDARY AIR (OVERFIRE) CCOFA. AUX. AIR. LOCATED ON 8TH FLOOR. | IG03552-A-FA | SB1PC4 | 8 | EA | 28276.56
PETE | 7005389 | 10.516.260 | COVER, COUPLING, FALK 17F FOR A & B SYS. COAL CRUSHER. | 266CACC11C | 1-1 COAL CRUSHER *** SEE EQUIPMENT NOTES PAGE #6 *** * CUTTING & WELDING PERMIT REQUIRED * | F13IT06707 | SB5A2A10 | 1 | EA | 2202.94
PETE | 7005390 | 10.499.998 | GRIDMEMBER,COUPLING, REPLACEMENT FOR FALK COUPLING 17F | 266CACC11C | 1-1 COAL CRUSHER *** SEE EQUIPMENT NOTES PAGE #6 *** * CUTTING & WELDING PERMIT REQUIRED * | F13IT06710 | SB5A2A10 | 1 | EA | 2246.81
PETE | 7005391 | 10.510.872 | SEAL KIT, FOR FALK SIZE 17F COUPLING. | 266CACC11C | 1-1 COAL CRUSHER *** SEE EQUIPMENT NOTES PAGE #6 *** * CUTTING & WELDING PERMIT REQUIRED * |  | SB5A2A10 | 2 | EA | 511.2
PETE | 5513524 | 10.517.522 | GAUGE, OIL, "SIGHT GLASS", FOR PETE COAL HANDLING "A" SYSTEM COAL CRUSHERS, PENNSYLVANIA CRUSHER CORP. MODEL TK15-44D, S/N 3107 & 08, DWG. #001414-4, ITEM #74. | 266CACC11C | 1-1 COAL CRUSHER *** SEE EQUIPMENT NOTES PAGE #6 *** * CUTTING & WELDING PERMIT REQUIRED * | 197003 | 1FA4C2 | 3 | EA | 254.86
PETE | 5503863 | 10.504.254 | HOUSING, STABLIZED BEARING, FOR PENNSYLVANIA CRUSHER CORP. TK15-44D COAL CRUSHERS, 1-1 & 1-2, S/N 3107 & 08, DWG. #001416-4, LIST #68. | 266CACC11C | 1-1 COAL CRUSHER *** SEE EQUIPMENT NOTES PAGE #6 *** * CUTTING & WELDING PERMIT REQUIRED * | SAF232 | SB1JB5 | 2 | EA | 10111.78
PETE | 5503860 | 10.526.160 | BEARING, ROLLER, FOR PENNSYLVANIA CRUSHER CORP. TK15-44D COAL CRUSHERS, 1-1 & 1-2, S/N 3107 & 08, DRAWING #001416-4, LIST #65. | 266CACC11C | 1-1 COAL CRUSHER *** SEE EQUIPMENT NOTES PAGE #6 *** * CUTTING & WELDING PERMIT REQUIRED * | 22232CDKC3W507 | SB1JE7 | 2 | EA | 1858.66
PETE | 7005388 | 10.528.069 | COUPLING, METALLIC, COMPLETE, ROUGH BORE, W/ HORIZONTAL SPLIT ALUMINUM COVERS, FOR PETE "A" & "B" COAL SYSTEMS COAL CRUSHERS. | 266CACC11C | 1-1 COAL CRUSHER *** SEE EQUIPMENT NOTES PAGE #6 *** * CUTTING & WELDING PERMIT REQUIRED * | 1130T10CPLG RSB | SB3L1A2 | 1 | EA | 2396.75
PETE | 5513701 | 10.516.187 | DISC, NUT END, FOR PENNSYLVANIA CRUSHER CORP. TK15-44BD COAL CRUSHERS, 1-1 & 1-2, S/N 3107 & 08, DWG. #L-0702-01. | 266CACC11C | 1-1 COAL CRUSHER *** SEE EQUIPMENT NOTES PAGE #6 *** * CUTTING & WELDING PERMIT REQUIRED * | 519209-16 | SB1HE9 | 2 | EA | 5652.94
PETE | 5503856 | 10.519.927 | PLATE, CAGE BREAKER, FOR PENNSYLVANIA CRUSHER CORP. TK15-44D COAL CRUSHERS, 1-1 & 1-2, S/N 3107 & 08, DWG# 001416-4, LIST #52. | 266CACC11C | 1-1 COAL CRUSHER *** SEE EQUIPMENT NOTES PAGE #6 *** * CUTTING & WELDING PERMIT REQUIRED * | 543029-16 | SB1OF9 | 3 | EA | 7775.16
PETE | 5503857 | 10.519.952 | PLATE, SCREEN, 3" X 16-3/4" OPENING, FOR PENNSYLVANIA CRUSHER CORP. TK15-44D COAL CRUSHERS, 1-1 & 1-2, S/N 3107 & 08, DWG. #001416-4, LIST #53. | 266CACC11C | 1-1 COAL CRUSHER *** SEE EQUIPMENT NOTES PAGE #6 *** * CUTTING & WELDING PERMIT REQUIRED * | 564518-16 | SB1OF6 | 3 | EA | 10721.7
PETE | 5503858 | 10.509.812 | PLATE, SCREEN, 5" X 16-3/4" OPENING, FOR PENNSYLVANIA CRUSHER CORP. TK15-44D COAL CRUSHERS, 1-1 & 1-2, S/N 3107 & 08, DWG. #001416-4, LIST #54. | 266CACC11C | 1-1 COAL CRUSHER *** SEE EQUIPMENT NOTES PAGE #6 *** * CUTTING & WELDING PERMIT REQUIRED * | 564519-16 | SB1OF7 | 3 | EA | 10721.7
PETE | 5503859 | 10.513.607 | BAR, SCREEN CLAMP, FOR PENNSYLVANIA CRUSHER CORP. TK15-44D COAL CRUSHERS, 1-1 & 1-2, S/N 3107 & 08, DRAWING #001416-4, LIST #55. | 266CACC11C | 1-1 COAL CRUSHER *** SEE EQUIPMENT NOTES PAGE #6 *** * CUTTING & WELDING PERMIT REQUIRED * | 537070-16 | SB1OE4 | 3 | EA | 6615.78
PETE | 5513151 | 10.519.642 | NUT, DISC CLAMP, FOR PENNSYLVANIA CRUSHER CORP. TK15-44BD COAL CRUSHERS, 1-1 & 1-2, S/N 4179 & 80, DWG. #L-0702-01, MFT. P/N 524076-01. | 266CACC11C | 1-1 COAL CRUSHER *** SEE EQUIPMENT NOTES PAGE #6 *** * CUTTING & WELDING PERMIT REQUIRED * | 524076-01 | 4FA57B1 | 1 | EA | 791.2
PETE | 5513299 | 10.519.943 | PLATE, LOCK, PT #525029-01, LIST #12 FOR PENNSYLVANIA CRUSHER CRIB & CR2B,S/N 4179 & 4180, SIZE TK15-44D, JOB #29550, SPEC. #008-03-0-M-S-13B PER DWG. #001416. | 266CACC11C | 1-1 COAL CRUSHER *** SEE EQUIPMENT NOTES PAGE #6 *** * CUTTING & WELDING PERMIT REQUIRED * | 525029-01 | 4FA57B1 | 2 | EA | 1007.26
PETE | 5513522 | 10.521.516 | SEAL, RING, LARGE I.D., FOR BEARING ON PENNSYLVANIA CRUSHER CORP. TK15-44D COAL CRUSHERS, 1-1, 1-2, 1B & 2B, DWG. #001414-4, ITEM #70, MFT. P/N 1120000. | 266CACC11C | 1-1 COAL CRUSHER *** SEE EQUIPMENT NOTES PAGE #6 *** * CUTTING & WELDING PERMIT REQUIRED * | LOR156 | 2FA1B3 | 2 | EA | 226.4
PETE | 5513700 | 10.528.509 | DISC, COLLAR END, FOR PENNSYLVANIA CRUSHER CORP. TK15-44BD COAL CRUSHERS, 1-1 & 1-2, S/N 3107 & 08, DWG. #L-0702-01. | 266CACC11C | 1-1 COAL CRUSHER *** SEE EQUIPMENT NOTES PAGE #6 *** * CUTTING & WELDING PERMIT REQUIRED * | 518220-16 | SB1HE9 | 2 | EA | 5367.42
PETE | 5503853 | 10.530.059 | HAMMER, RING, (TOOTHED), FORGED, FOR PETE COAL HANDLING COAL CRUSHERS, PENNSYLVANIA CRUSHER CORP. MODEL TK15-44BD, S/N 3107/ 08 & 4179/ 80, DWG. #L-0702-01. | 266CACC11C | 1-1 COAL CRUSHER *** SEE EQUIPMENT NOTES PAGE #6 *** * CUTTING & WELDING PERMIT REQUIRED * | GN-260 | SB1OF5 | 100 | EA | 17969
PETE | 5503854 | 10.532.305 | PLUG, PIPE, 2", COUNTERSUNK, BRASS, FOR PENNSYLVANIA CRUSHER CORP. TK15-44BD COAL CRUSHERS, S/N 3107 & 08, DWG. #L-0702-01. | 266CACC11C | 1-1 COAL CRUSHER *** SEE EQUIPMENT NOTES PAGE #6 *** * CUTTING & WELDING PERMIT REQUIRED * | 133006 | 2FA1A4 | 29 | EA | 587.54
PETE | 5503855 | 10.513.204 | BAR, SUSPENSION, FOR PENNSYLVANIA CRUSHER CORP. TK15-44BD COAL CRUSHERS, S/N 3107 & 08, DWG. #L-0702-01. (4 PER SET) | 266CACC11C | 1-1 COAL CRUSHER *** SEE EQUIPMENT NOTES PAGE #6 *** * CUTTING & WELDING PERMIT REQUIRED * | 527528-85 | SB1OE3 | 4 | EA | 920
PETE | 5513523 | 10.502.790 | SEAL, RING, SMALL I.D., FOR BEARING ON PENNSYLVANIA CRUSHER CORP. TK15-44D COAL CRUSHERS, 1-1, 1-2, 1B & 2B, DWG. #001414-4, ITEM #71, MFT. P/N 162084. | 266CACC11C | 1-1 COAL CRUSHER *** SEE EQUIPMENT NOTES PAGE #6 *** * CUTTING & WELDING PERMIT REQUIRED * | LOR142 | 2FA1C4 | 4 | EA | 395.28
PETE | 5513525 | 10.534.199 | SEAL, SHAFT, FOR PENNSYLVANIA CRUSHER CORP. TK15-44D COAL CRUSHERS, 1-1 & 1-2, S/N 3107 & 08, DWG. #001414-4, ITEM #16, MFT. P/N 717018-35. (2 PCS. PER PAIR) | 266CACC11C | 1-1 COAL CRUSHER *** SEE EQUIPMENT NOTES PAGE #6 *** * CUTTING & WELDING PERMIT REQUIRED * | 717018-35 | 2FA1D4 | 7 | PAA | 500.43
PETE | 5513526 | 10.521.310 | SEAL, DUST, SHAFT, FOR PENNSYLVANIA CRUSHER CORP. TK15-44D COAL CRUSHERS, 1-1 & 1-2, S/N 3107 & 08, DWG. #001414-4, ITEM #17, MFT. P/N 314038-1. (2 PER SET). | 266CACC11C | 1-1 COAL CRUSHER *** SEE EQUIPMENT NOTES PAGE #6 *** * CUTTING & WELDING PERMIT REQUIRED * | 314038-1 | 2FA1D3 | 6 | ST | 1929.12
PETE | 5513621 | 10.514.178 | BOLT, CAGE BREAKER, 1-1/2" X 5", COUNTERSUNK HEAD, SLOTTED, FOR PENNSYLVANIA CRUSHER CORP. TK15-44D COAL CRUSHERS, 1-1 & 1-2, S/N 3107 & 08, DWG. #001416-4. | 266CACC11C | 1-1 COAL CRUSHER *** SEE EQUIPMENT NOTES PAGE #6 *** * CUTTING & WELDING PERMIT REQUIRED * | 104313 | 4FA56B4 | 60 | EA | 1816.8
PETE | 5513622 | 10.514.670 | BOLT, SCREEN PLATE, 1-1/2" X 12", FOR PENNSYLVANIA CRUSHER CORP. TK15-44D COAL CRUSHERS, 1-1 & 1-2, S/N 3107 & 3108, DWG. #001416-4. | 266CACC11C | 1-1 COAL CRUSHER *** SEE EQUIPMENT NOTES PAGE #6 *** * CUTTING & WELDING PERMIT REQUIRED * | 104327 | 4FA5E23 | 40 | EA | 1620
PETE | 5513625 | 10.531.475 | NUT, HEX, HEAVY, 1-1/2"- 6 THREAD, FOR CAGE BREAKER & SCREEN PLATE, USED ON PENNSYLVANIA CRUSHER CORP. TK15-44D COAL CRUSHERS, 1-1 & 1-2, S/N 3107 & 3108, DWG. #001414-4. | 266CACC11C | 1-1 COAL CRUSHER *** SEE EQUIPMENT NOTES PAGE #6 *** * CUTTING & WELDING PERMIT REQUIRED * | 112083 | 4FA56B4 | 25 | EA | 145.5
PETE | 5513830 | 10.510.849 | SCREW, CAP, FLAT HEAD SOCKET, 7/8" X 7", FOR PENNSYLVANIA CRUSHER CORP. TK15-44D COAL CRUSHERS, 1-1 & 1-2, S/N 3107 & 3108, DWG. #001416-4. | 266CACC11C | 1-1 COAL CRUSHER *** SEE EQUIPMENT NOTES PAGE #6 *** * CUTTING & WELDING PERMIT REQUIRED * | 151614 & 11991 | 4FA56B4 | 52 | EA | 418.08
PETE | 5704555 | 10.519.922 | PLATE, WEAR; CAST HIGH CHROME WHITE IRON, 1" X X 10 3/4" X 9 3/4" WITH COUNTERSUNK HOLES FOR PLUG WELD ATTACHMENT, WEAR LINGING MATERIAL. | 266CACC11C | 1-1 COAL CRUSHER *** SEE EQUIPMENT NOTES PAGE #6 *** * CUTTING & WELDING PERMIT REQUIRED * |  | SB1BE9 | 13 | EA | 1239.55
PETE | 6718363 | 10.509.986 | PUMP, HYDROMATIC SUMP - MODEL S4M750M3/4-4,7.5 HP, 480 V, 3 PHASE, 200 GPM, 7.88" IMPELLER DIA.; FOR USE AT PETE ORIGINAL SERVICE BLDG. SEWAGE SUMP PIT, SP1 - A&B "DO NOT SUBSTITUTE". | 299ENPBMEP | 1-1 EFFLUENT PUMP AND MOTOR *** CONFINED SPACE ENTRY *** *** SEE NOTES PAGE 6 *** |  | SB1JE1 | 1 | EA | 3639
PETE | 6718374 | 10.510.582 | SEAL, P/N 3544-000-1 FOR HYDROMATIC WASTE SUMP PUMPS FLANGE P/N 7183-001-5USED ON SP1 A&B, SP3 10A & 10B, SP3 2A & 2B PETE | 299ENPBMEP | 1-1 EFFLUENT PUMP AND MOTOR *** CONFINED SPACE ENTRY *** *** SEE NOTES PAGE 6 *** | 3544-000-1 | 2FA13D20 | 4 | EA | 128
PETE | 6708992 | 10.532.019 | O-RING, ROTATING ASSY, FITS BACK COVER ASSY, GORMAN RUPP, MODEL T3A61-B MANUFACTURER PART NO = 501748 | 266CHP0001 | 1-1 SUMP PUMP AND MOTOR,TK HPR BASEMENT GORMANN RUPP |  | 2FA13E48 | 2 | EA | 3.88
PETE | 6708993 | 10.534.566 | SHIM, ROTATING ASSY, FOR SUMP PUMP GORMAN RUPP, MODEL T3A61-B MANUFACTURERPART NO = 13130 | 266CHP0001 | 1-1 SUMP PUMP AND MOTOR,TK HPR BASEMENT GORMANN RUPP |  | 2FA13E47 | 4 | EA | 10.76
PETE | 6708995 | 10.508.355 | GASKET, FILL COVER, ITEM 42, FOR GORMAN-RUPP, MODEL T3A61-B, MANUFACTURER PART NO = 50-G | 266CHP0001 | 1-1 SUMP PUMP AND MOTOR,TK HPR BASEMENT GORMANN RUPP |  | 2FA13E45 | 1 | EA | 5.72
PETE | 6708994 | 10.524.054 | VALVE, CHECK, ASSY, FOR SUMP PUMP GORMAN RUPP, MODEL T3A61-B MANUFACTURER PART NO = 46411-060 | 266CHP0001 | 1-1 SUMP PUMP AND MOTOR,TK HPR BASEMENT GORMANN RUPP | 46411-060 | 2FA13E46 | 1 | EA | 75.4
PETE | 5009621 | 10.522.772 | SWITCH, LIMIT, CCW SHORT TRAVEL, STANDARD MOUNTING, DOUBLE POLE 2 N.O. 2 N.C./BUTT CONTACTS/ROCKER TYPE. USED ON ITT +ENGINEERED VALVES 120-FV-730-1 & 2 CLOSED LIMIT. | 272BM1PW00 | 120-FV-730-1 VALVE, PROCESS WATER TO BML 120-1 BALL MILL./ WEIR STYLE VALVE. THE MANUAL ISO VALVES TO BYPASS THIS FLOW CONTROL VALVE ARE STRAIGHT THRU BODY VALVES AND THE STOCK CODE NUMBER IS---5009-775 | EA170-15100 | 2FA17A2 | 1 | EA | 163.51
PETE | 5206610 | 10.528.767 | DIAPHRAGM, BODY, FOR 2" NEOPRENE CONTROL VALVE CENTURY INSTRUMENT CO, MODEL 630C SER NO = 630C10719 | 272BM1PW00 | 120-FV-730-1 VALVE, PROCESS WATER TO BML 120-1 BALL MILL./ WEIR STYLE VALVE. THE MANUAL ISO VALVES TO BYPASS THIS FLOW CONTROL VALVE ARE STRAIGHT THRU BODY VALVES AND THE STOCK CODE NUMBER IS---5009-775 | 27-2NS | 1FA2D36 | 2 | EA | 89.22
PETE | 5009620 | 10.535.436 | SWITCH, LIMIT, CW SHORT TRAVEL, STANDARD MOUNTING, DOUBLE POLE 2 N.O. 2 N.C./BUTT CONTACTS/ROCKER TYPE. USED ON ITT +ENGINEERED VALVES 120-FV-730-1& 2 OPEN LIMIT. | 272BM1PW00 | 120-FV-730-1 VALVE, PROCESS WATER TO BML 120-1 BALL MILL./ WEIR STYLE VALVE. THE MANUAL ISO VALVES TO BYPASS THIS FLOW CONTROL VALVE ARE STRAIGHT THRU BODY VALVES AND THE STOCK CODE NUMBER IS---5009-775 | EA170-14100 | 2FA17C19 | 1 | EA | 620.67
PETE | 5009904 | 10.526.334 | BODY, VALVE, 2", WEHR STYLE, ITT DIA-FLO MODEL, FOR PROCESS WATER SYSTEM, USED ON PETE #1 & #2 SCRUBBER BALL MILLS. | 272BM1PW00 | 120-FV-730-1 VALVE, PROCESS WATER TO BML 120-1 BALL MILL./ WEIR STYLE VALVE. THE MANUAL ISO VALVES TO BYPASS THIS FLOW CONTROL VALVE ARE STRAIGHT THRU BODY VALVES AND THE STOCK CODE NUMBER IS---5009-775 | 982 | 2FA8D3 | 3 | EA | 2280.16
PETE | 5009905 | 10.508.282 | DIAPHRAGM, VALVE, FOR 2" WEHR STYLE, ITT DIA-FLO MODEL VALVE, USED ON PETE #1 & #2 SCRUBBER BALL MILLS PROCESS WATER SYSTEMS. | 272BM1PW00 | 120-FV-730-1 VALVE, PROCESS WATER TO BML 120-1 BALL MILL./ WEIR STYLE VALVE. THE MANUAL ISO VALVES TO BYPASS THIS FLOW CONTROL VALVE ARE STRAIGHT THRU BODY VALVES AND THE STOCK CODE NUMBER IS---5009-775 | 888 | 2FA8D2 | 3 | EA | 246.64
PETE | 5009398 | 10.522.770 | SWITCH, LIMIT, WESTLOCK MODEL 764, BLACK & YELLOW INDICATOR, W/ FALCON 3-WAY 120 VAC SOLENOID VALVE, MANUAL OVERRIDE, FOR PETE #1 & #2 DEWATERING FILTERS, EIMCO MODEL 3M45 EXTRACTORS, S/N 64349-1. | 272NV10000 | 120-NV-691-1 VALVE MAKE UP VACUUM PUMP SEPARATOR TANK 1 | PSWI ZR-111D4N | 2FA17D31 | 1 | EA | 880.75
PETE | 5009857 | 10.523.738 | VALVE, BALL, 2" STD. PORT GGOSCO DUAL PAK, W/ 316 SS BODY, BALL & STEM, 25% CARBON FILLED SEATS & SEALS, GRAPHOIL PACKING & NPT ENDS, FOR VACUUM PUMP SEPARATOR TANK LEVEL CONTROL VALVE, USED ON PETE GYPSUM DEWATERING VACUUM FILTERS. | 272NV10000 | 120-NV-691-1 VALVE MAKE UP VACUUM PUMP SEPARATOR TANK 1 | 06SNPT-SSSS-TCFGRA-NONBNS | 2FA12B6 | 1 | EA | 689.65
PETE | 5009189 | 10.528.247 | CYLINDER, VALVE, 8" X 7" PARKER MOD/SIZE 8.00TB-VPUS14A7.0 S/N EE139896A, USED AS MILL SLURRY PUMPS SUCTION AND DISCHARGE VALVES UNIT 1 & 2 SCRUBBER. | 272MSP1ADV | 120-NV-723-1A VALVE, DISCHARGE MSP 120-1A MILL SLURRY PUMP. | ************************* | SB3Q1B3 | 1 | EA | 611.51
PETE | 5009200 | 10.510.483 | REGULATOR, PRESSURE, COMBINATION FILTER REGULATOR W/ VARIATIONS & HARDWARE, REPLACEMENT FOR NEWCON SUCTION & DISCHARGE COV-VALVE. | 272MSP1ADV | 120-NV-723-1A VALVE, DISCHARGE MSP 120-1A MILL SLURRY PUMP. | B18-03-FKGO | 2FA14B28 | 2 | EA | 186.15
PETE | 5009608 | 10.536.605 | VALVE, SOLENOID, 120 VAC, 60 CY., 3/8" ORIFICE, 3/8" PIPE, 4-WAY, 2-POSITION, 150 PSI (AIR), 125 PSI (H2O), 125 PSI (OIL), GENERAL ENCLOSURE. | 272MSP1ADV | 120-NV-723-1A VALVE, DISCHARGE MSP 120-1A MILL SLURRY PUMP. | EF8344G72MO | 1FA10A20 | 2 | EA | 1118.55
PETE | 5009185 | 10.504.140 | CYLINDER, VALVE, 6" X 5.25" PARKER MOD/SIZE 6.00TB-VPUS13A5.25 S/N EE139413A USED ON COV, VALVES UNIT 1 & 2 SCRUBBER. | 272ABS11M1 | 120-NV-774-1A MAKE-UP SLURRY VALVE, FORM SST 120-1 LIMESTONE SLURRY STORAGE TANK TO 121-1 ABSORBER | ************************* | SB3Q1B3 | 1 | EA | 435.38
PETE | 5009186 | 10.507.795 | KIT, CYLINDER, 6" X 5.25" SEAL KIT CONSISTING OF 1 ROD LIPSEAL, 1 PISTON QUAD SEAL, AND 2 CYLINDER BODY O-RING USED ON MODEL 6.00TB-VPUS13A5.25 S/NEE139413A PARKER CYLINDERS. | 272ABS11M1 | 120-NV-774-1A MAKE-UP SLURRY VALVE, FORM SST 120-1 LIMESTONE SLURRY STORAGE TANK TO 121-1 ABSORBER | KT060VP101 | 2FA14B8 | 2 | LT | 107.76
PETE | 5009307 | 10.516.984 | GASKET SET, BODY, FOR CLARKSON 4" KGD VALVES, USED ON PETE #1 & #2 SCRUBBERS. (2 PER SET) | 272ABS11M1 | 120-NV-774-1A MAKE-UP SLURRY VALVE, FORM SST 120-1 LIMESTONE SLURRY STORAGE TANK TO 121-1 ABSORBER | 46478 | 2FA17E57 | 4 | ST | 88
PETE | 5009165 | 10.522.471 | SLEEVE, GUM RUBBER, FOR CLARKSON 4" KGD KNIFE GATE VALVE, USED ON PETE #1 & #2 SCRUBBER SUCTION & DISCHARGE VALVES. | 272ABS11M1 | 120-NV-774-1A MAKE-UP SLURRY VALVE, FORM SST 120-1 LIMESTONE SLURRY STORAGE TANK TO 121-1 ABSORBER | 0788 | SB3E2C1 | 3 | EA | 560.43
PETE | 5009166 | 10.500.628 | GATE, VALVE, KNIFE, 4" CLARKSON KGD, C-276 HASTALLOY, FOR PETE #1 & #2 SCRUBBER PUMP SUCTION & DISCHARGE VALVES. | 272ABS11M1 | 120-NV-774-1A MAKE-UP SLURRY VALVE, FORM SST 120-1 LIMESTONE SLURRY STORAGE TANK TO 121-1 ABSORBER | 7535.6 | SB3E2D3 | 2 | EA | 2279.98
PETE | 5009308 | 10.529.282 | GASKET SET, BODY, FOR CLARKSON 6" KGD VALVES, USED ON PETE #1 & #2 SCRUBBERS. (2 PER SET) | 272ABS21M1 | 120-NV-774-2A MAKE-UP SLURRY VALVE, FORM SST 120-1 LIMESTONE SLURRY STORAGE TANK TO 122-1 ABSORBER | 11014707 | 2FA17E58 | 4 | ST | 1539.48
PETE | 5009302 | 10.505.812 | WIPER, VALVE, EPDM, FOR CLARKSON 6" KGD VALVES, USED ON PETE #1 & #2 SCRUBBERS. | 272ABS21M2 | 120-NV-774-2B MAKE-UP SLURRY VALVE, FORM SST 120-2 LIMESTONE SLURRY STORAGE TANK TO 122-1 ABSORBER | 08186 | 2FA17A4 | 4 | EA | 201.9
PETE | 5009184 | 10.528.618 | KIT, CYLINDER, 7" X 7.50", SEAL KIT, CONSISTING OF: 1 EA. ROD LIPSEAL & PISTON QUAD SEAL & 2 EA. CYLINDER BODY O-RINGS, FOR PARKER AIR CYLINDER, MODEL 7.0TB-VPUS19A7.5, S/N EE139712A & EE141189B. | 272AAS01D1 | 120-NV-853-1 VALVE, DISCHARGE 120-1 ABSORBER AREA SUMP TO 121-1 ABSORBER. | KT070VP101 | 2FA14B7 | 2 | LT | 174.8
PETE | 5009183 | 10.515.944 | CYLINDER, VALVE, 7" X 7.50", PARKER VE SERIES, FOR PETE #1 & #2 SCRUBBER COV VALVES, S/N EE139712A & EE141189B. | 272AAS01D1 | 120-NV-853-1 VALVE, DISCHARGE 120-1 ABSORBER AREA SUMP TO 121-1 ABSORBER. | 7.0TBEVELUS19AX7.50 | SB3Q1B3 | 1 | EA | 2064.06
PETE | 5009594 | 10.536.617 | VALVE, SOLENOID, 4-WAY, DIRECT ACTION, 2-POSITION, 120 VAC, 60 CY., 3/16" ORIFICE, 3/8" PIPE, 125 PSI - AIR, 100 PSI - WATER, 100 PSI - OIL, WATERTIGHT ENCLOSURE. | 272AAS01D1 | 120-NV-853-1 VALVE, DISCHARGE 120-1 ABSORBER AREA SUMP TO 121-1 ABSORBER. | WPHBL8342C003MS | 2FA17A46 | 1 | EA | 628
PETE | 5004254 | 10.522.785 | SWITCH, LIMIT, SNAPLOCK, FOR SUCTION VALVES, USED ON PETE #1 & #2 SCRUBBER RECYCLE & DISPOSAL FEED PUMPS. | 272AAS01D1 | 120-NV-853-1 VALVE, DISCHARGE 120-1 ABSORBER AREA SUMP TO 121-1 ABSORBER. | EA700-70100 | 2FA19I9 | 0 | EA | 0
PETE | 5009198 | 10.520.889 | REGULATOR, PRESSURE, COMBINATION FILTER REGULATOR W/ REDUCER, SQUARE HEAD ADJUSTING SCREW & CELLULOSE FILTER ELEMENT, SPRING RANGE 0-125 PSI, FOR PETE #1 & #2 SCRUBBER CONTROL VALVES. | 272AAS01D1 | 120-NV-853-1 VALVE, DISCHARGE 120-1 ABSORBER AREA SUMP TO 121-1 ABSORBER. | 67CFR-239 | 2FA14A25 | 3 | EA | 665.94
PETE | 5009182 | 10.515.919 | KIT, CYLINDER, 8" X 9.50" SEAL KIT CONSISTING OF 1 ROD LIPSEAL, 1 PISTON QUAD SAL, AND 2 CYLINDER BODY O-RING USED ON MODEL 8.00TB-VPUS19A9.50 S/N EE138384A AND EE141189A PARKER CYLINDERS. | 272AAS01DD | 120-NV-854 VALVE, DISCHARGE ABS 120-1 ABSORBER AREA SUMP TO PLANT DRAINAGE. | KT080VP101 | 2FA14C8 | 2 | LT | 154.66
PETE | 5009181 | 10.515.948 | CYLINDER, VALVE, 8" X 9.50", PARKER MODEL 8.00TB-VPUS19A9.50, S/N EE138384A & EE141189A, FOR DISCHARGE VALVE, USED ON PETE #1 & #2 SCRUBBER ABSORBER BLEED PUMPS. | 272AAS01DD | 120-NV-854 VALVE, DISCHARGE ABS 120-1 ABSORBER AREA SUMP TO PLANT DRAINAGE. | 8.00TBEVELUS19AX9.50 / EE141189A | SB3Q1B3 | 1 | EA | 1148.13
PETE | 5004738 | 10.515.932 | AIR CYLINDER FOR CLARKSON KGD03, USED ON ALL PETE GYPSUM PLANT SUMP PUMP DISCHARGE VALVES. | 272DSP01DV | 120-NV-873-1 VALVE, DISCHARGE DSP 120-1 DEWATERING AREA SUMP PUMP. | 11021351 | SB1KE2 | 2 | EA | 1195.4
PETE | 5009250 | 10.511.638 | VALVE, SERVICE KIT, JAMESBURY P/N RKW-354TT, FOR 6" SERIES 815W-11-21EHTT,MODEL "C" WAFER-SPHERS, ANSI CLASS 150, USED ON OXIDATION AIR COMPRESSORS BLOWOFF VALVE, UNIT 1 & 2 SCRUBBER. | 272OAC01PV | 120-PCV-781-1 BLOWOFF VALVE, 120-1 OXIDATION AIR COMPRESSOR | RKW-354TT | 2FA15A36 | 1 | EA | 110.5
PETE | 5009882 | 10.500.286 | KIT, REBUILD, FOR BLOWOFF VALVE ACTUATORS, 120-PCV-781-1 THRU 120-PCV-781-5, QUADRA-POWER II, SERIES #QP4B, USED ON PETE #1 & #2 SCRUBBER OXIDATION AIR COMPRESSORS. | 272OAC01PV | 120-PCV-781-1 BLOWOFF VALVE, 120-1 OXIDATION AIR COMPRESSOR | RKQ72 | 2FA12H3 | 1 | EA | 127
PETE | 5009249 | 10.512.069 | VALVE, BUTTERFLY, 6", ANSI 150, MODEL "C", WAFER-SPHERES, FOR BLOWOFF VALVE, USED ON PETE #1 & #2 SCRUBBER OXIDATION AIR COMPRESSORS, JAMESBURY SERIES 815W-11-213. | 272OAC01PV | 120-PCV-781-1 BLOWOFF VALVE, 120-1 OXIDATION AIR COMPRESSOR | 815W-11-213GTT | 2FA15A33 | 1 | EA | 596.53
PETE | 3909064 | 10.511.766 | VALVE, GLOBE, SIZE/CONN- 1 NPT RTNG/MATL- 150/UNION, DESC- BRONZE, RISING STEM. | 272SWPV221 | 120-PCV-822-1, VALVE, SEAL WATER, PRESSURE CONTROL TO MILL SLURRY PUMP 1A & 1B. | 7TF | 1FA10H37 | 2 | EA | 168.64
PETE | 5009908 | 10.526.504 | BOLT, HEX-HEAD, 1/2"-13 X 3", 316 SS, FOR PETE #1 & #2 SCRUBBER ABSORBER RECYCLE NOZZLES. (100 / PK.) | 272RCN1100 | 121-1 ABSORBER LEVEL 1 RECYCLE NOZZLE UNIT 1. | 50C300HCS3 | 1FA15D15 | 6 | PQ | 930
PETE | 5009879 | 10.507.242 | BODY, VALVE, FOR 3" FUJIKIN CERAMIC LINED BALL VALVES, 121-FV-550-1 & -2, USED ON PETE #1 SCRUBBER SLURRY FEED TO ABSORBER TOWER. | 272LS1AMV1 | 121-FV-550-1 VALVE, SLURRY FEED TO 121-1 ABSORBER. | C300-1 | 2FA12D21 | 1 | EA | 3785.2
PETE | 5009593 | 10.536.606 | VALVE, SOLENOID, 120 VAC / 60 CY., 3/32" ORIFICE, 1/4" PIPE, UNIVERSAL 3- WAY DIRECT ACTING, 100 PSI AIR & H2O, 100 + PSI OIL, GENERAL ENCLOSURE. | 272LS1AMV1 | 121-FV-550-1 VALVE, SLURRY FEED TO 121-1 ABSORBER. | 8320G174 | 1FA10D37 | 2 | EA | 176.14
PETE | 5009637 | 10.524.220 | VALVE, DIAPHRAGM, 3", RUBBER LINED, FLANGED CAST BODY, W/ INDICATING BONNET, HANDWHEEL OPERATED, FOR PETE #1 & #2 SCRUBBER HYDROCLONES. | 272ME56301 | 121-KV-563-1 VALVE, MIST EL. WASH CONT. | 3-2833-SS-902 | 4FA54B1 | 1 | EA | 2428.42
PETE | 5009638 | 10.528.791 | DIAPHRAGM, VALVE, 3", BUNA-N, FOR DIRECT LOADED OPERATOR VALVE, MODEL #030-2516-040-ODP, S/N 9404439-001-001, USED ON PETE #1 & #2 SCRUBBER ABSORBER MIST ELIMINATOR. | 272ME56301 | 121-KV-563-1 VALVE, MIST EL. WASH CONT. | 1258 | 2FA8C9 | 13 | EA | 703.69
PETE | 5009640 | 10.528.794 | DIAPHRAGM, VALVE, 4", BUNA, DOUBLE COATED, FOR ITT DIRECT LOADED OPERATOR VALVE, MODEL #2516-040-ODP, S/N 9404439-002-001. | 272ME56501 | 121-KV-565-1 VALVE, MIST EL. WASH CONT.. | FORTHCOMING PER CHICK | 2FA8G4 | 6 | EA | 3420
PETE | 5206261 | 10.528.795 | DIAPHRAGM, FOR DIAPHRAGM CONTROL VALVE, LINING PPL CENTURY INSTRUMENT CO, MODEL 630C, SIZE 4", SER NO = 6300-10705 | 272ME56503 | 121-KV-565-3 VALVE, MIST EL. WASH CONT.. | PT #27-4ND | 1FA2A17 | 2 | EA | 394.35
PETE | 5206188 | 10.516.498 | DIAPHRAGM, GRADE B BUTYL, FOR 4" DIAPHRAGM VALVE GRINNELL SAUNDERS VALVE MANUFACTURER PART NO = 1451 | 272ME56508 | 121-KV-565-8 VALVE, MIST EL. WASH CONT.. | 1451 | 1FA2A19 | 2 | EA | 368.86
PETE | 5009634 | 10.506.705 | KIT, ACTUATOR, VALVE, ELOMATIC MODEL PSN-280, S/N A940400243, BORE/STROKE 5.3/ 1.2, USED ON FUJIKIN BALL VALVES 121-FV-550-1/2 SLURRY FEED TO ABSORBER,121-LV-593 PROCESS WATER TO 121-1. | 272DFT11LV | 121-LV-608 PROCESS WATER TO DFT 121-1 DISPOSAL FEED TANK | PSN-280 | 2FA17A38 | 1 | EA | 68
PETE | 5009630 | 10.533.928 | SEAT, VALVE, 6", COSMIX CERAMIC SOCKET, FOR FUJIKIN BALL VALVE (LEVEL CONTROL VALVE), USED ON PETE #1 & #2 SCRUBBER PROCESS WATER STORAGE TANK. | 272RWT11LV | 121-LV-626 RECLAIM WATER TO PWT 121-1 PROCESS WATER STORAGE TANK. UNIT 1 & 2 626 VALVES ARE IDENTICAL. | C600-2 | 2FA15D6 | 2 | EA | 12194.84
PETE | 5009633 | 10.525.485 | BALL, VALVE, 6" COSMIX ROUND PORT, CV-750, FOR FUJIKIN BALL VALVE (LEVEL CONTROL VALVE), USED ON PETE #1 & #2 SCRUBBER PROCESS WATER STORAGE TANK. | 272RWT11LV | 121-LV-626 RECLAIM WATER TO PWT 121-1 PROCESS WATER STORAGE TANK. UNIT 1 & 2 626 VALVES ARE IDENTICAL. | C600-3-0750-NS | 2FA15H6 | 1 | EA | 8082.23
PETE | 5009631 | 10.520.042 | PACKING, VALVE, 6", COSMIX CERAMIC PACKING SET, FOR FUJIKIN BALL VALVE (LEVEL CONTROL VALVE), USED ON PETE #1 & #2 SCRUBBER PROCESS WATER STORAGE TANK. | 272RWT11LV | 121-LV-626 RECLAIM WATER TO PWT 121-1 PROCESS WATER STORAGE TANK. UNIT 1 & 2 626 VALVES ARE IDENTICAL. | C600-10-13 | 2FA15C33 | 1 | ST | 148.3
PETE | 5009632 | 10.531.920 | PACKING, VALVE, 6" COSMIX STEM PACKING, FOR FUJIKIN BALL VALVE, USED AS LEVEL CONTROL VALVE, FOR PETE #1 & #2 SCRUBBER. | 272RWT11LV | 121-LV-626 RECLAIM WATER TO PWT 121-1 PROCESS WATER STORAGE TANK. UNIT 1 & 2 626 VALVES ARE IDENTICAL. | C600-7-8-14-15 | 2FA15F9 | 1 | ST | 568.33
PETE | 5009778 | 10.511.479 | STEM, VALVE, 6", COSMIX CERAMIC SOCKET, FOR FUJIKIN BALL VALVE (LEVEL CONTROL VALVE), USED ON PETE #1 & #2 SCRUBBER PROCESS WATER STORAGE TANK. | 272RWT11LV | 121-LV-626 RECLAIM WATER TO PWT 121-1 PROCESS WATER STORAGE TANK. UNIT 1 & 2 626 VALVES ARE IDENTICAL. | C600-6 | 2FA12E1 | 1 | EA | 3334.18
PETE | 5009312 | 10.525.284 | ACTUATOR, VALVE, MORIN "B" SERIES, PNEUMATIC, RACK & PINION, W/ JACKSCREW OVERRIDE, FOR 6" FUJIKIN VALVE, USED ON PETE #1 & #2 SCRUBBER RECLAIM WATER SYSTEM, 121-LV-626 & 122-LV-626 . | 272RWT11LV | 121-LV-626 RECLAIM WATER TO PWT 121-1 PROCESS WATER STORAGE TANK. UNIT 1 & 2 626 VALVES ARE IDENTICAL. | B-100U-S080-JSO | SB1DE3 | 2 | EA | 4190.76
PETE | 5009592 | 10.502.706 | VALVE, SOLENOID, ASCO CAT. NO. EF8401A202M, 120 VAC / 60 CY., 1/4" ORIFICE, 1/4" PIPE, 3 & 4 WAY, 2 POSITION, 150 PSI AIR, 20 PSI MIN REQUIRED, +EXPPLOSION, USED ON 121 & 122-LV-812 LEVEL CONT. | 272MET11LV | 121-LV-812 VALVE, MAKE-UP WATER TO MET 121-1 MIST ELIMINATOR WASH WATER TANK. | EF8401A202M | 2FA17B54 | 2 | EA | 269.32
PETE | 5009871 | 10.520.930 | RING, BACK-UP, EPDM, FOR LEVEL CONTROL VALVE, TYPE ET, 4", USED ON PETE #1 & # 2 SCRUBBER MAKE-UP WATER TO MIST ELIMINATOR WASH TANK CONTROL VALVE, FISHER CONTROLS S/N 14779194 & 14779195. | 272MET11LV | 121-LV-812 VALVE, MAKE-UP WATER TO MET 121-1 MIST ELIMINATOR WASH WATER TANK. | 1V6598X0022 | 2FA13E38 | 1 | EA | 70.8
PETE | 5009875 | 10.046.047 | RETAINER, DISC, FOR LEVEL CONTROL VALVE, TYPE ET, 4", USED ON PETE #1 & # 2 SCRUBBER MAKE-UP WATER TO MIST ELIMINATOR WASH TANK CONTROL VALVE, FISHER CONTROLS S/N 14779194 & 14779195. | 272MET11LV | 121-LV-812 VALVE, MAKE-UP WATER TO MET 121-1 MIST ELIMINATOR WASH WATER TANK. | 1V711533092 | 2FA13A29 | 1 | EA | 676
PETE | 5009876 | 10.046.044 | DISC, VALVE, PTFE, FMS 17F3, FOR LEVEL CONTROL VALVE, TYPE ET, 4", USED ON PETE #1 & # 2 SCRUBBER MAKE-UP WATER TO MIST ELIMINATOR WASH TANK CONTROL VALVE, FISHER CONTROLS S/N 14779194 & 14779195. | 272MET11LV | 121-LV-812 VALVE, MAKE-UP WATER TO MET 121-1 MIST ELIMINATOR WASH WATER TANK. | 1V711606242 | 2FA13E39 | 1 | EA | 69.2
PETE | 5009877 | 10.046.049 | SEAT, DISC, FOR LEVEL CONTROL VALVE, TYPE ET, 4", USED ON PETE #1 & # 2 SCRUBBER MAKE-UP WATER TO MIST ELIMINATOR WASH TANK CONTROL VALVE, FISHER CONTROLS S/N 14779194 & 14779195. | 272MET11LV | 121-LV-812 VALVE, MAKE-UP WATER TO MET 121-1 MIST ELIMINATOR WASH WATER TANK. | 1V711733092 | 2FA13E38 | 1 | EA | 367
PETE | 5009174 | 10.524.249 | GATE, VALVE, C276 NICKEL BASE ALLOY, CLARKSON MOD/SIZE KGA 36, USED AS ABSORBER RECYCLE PUMP SUCTION VALVE UNIT 1 & 2 SCRUBBER. | 2721NV0100 | 121-NV-553-1 SUCTION VALVE, RCP 121-1 RECYCLE PUMP | 6831.6 | SB3K1A8 | 1 | EA | 18877
PETE | 5009178 | 10.515.918 | KIT, CYLINDER, 6" X 39" HYDRAULIC PISTON SEAL, FOR PETE #1 & #2 SCRUBBER ABSORBER RECYCLE PUMP SUCTION VALVES, PARKER MODEL, 6.0J-2HLUS14A39.0, S/N EE138383A. | 2721NV0100 | 121-NV-553-1 SUCTION VALVE, RCP 121-1 RECYCLE PUMP | PK602HLL01 | 2FA14C6 | 5 | LT | 600.25
PETE | 5009177 | 10.528.617 | KIT, CYLINDER, 6" X 39" HYDRAULIC ROD GLAND CARTRIDGE, FOR PETE #1 & #2 SCRUBBER ABSORBER RECYCLE PUMP SUCTION VALVES, PARKER MODEL 6.0J-2HLUS14A39.0, S/N EE128383A. | 2721NV0100 | 121-NV-553-1 SUCTION VALVE, RCP 121-1 RECYCLE PUMP | RG2HLTS251 | 2FA14C5 | 4 | LT | 625.88
PETE | 5009176 | 10.528.245 | CYLINDER, VALVE, HYDRAULIC, 6" X 39", SUCTION VALVE, FOR PETE #1 & #2 SCRUBBER ABSORBER RECYCLE PUMPS, PARKER-HANNIFIN MODEL, S/N EE138383A. | 2721NV0100 | 121-NV-553-1 SUCTION VALVE, RCP 121-1 RECYCLE PUMP | 6.00''J2HLUS14AX39.00'' | SB1AE10 | 1 | EA | 3125.67
PETE | 5009175 | 10.516.725 | FLANGE, RETAINER, FOR 36" KNIFEGATE SUCTION VALVE, 316 SS, CLARKSON KGA MODEL, USED ON PETE #1 & #2 SCRUBBER ABSORBER RECYCLE PUMPS. | 2721NV0100 | 121-NV-553-1 SUCTION VALVE, RCP 121-1 RECYCLE PUMP | 11025056 | SB1IB6 | 4 | EA | 21108.24
PETE | 5009173 | 10.505.671 | SLEEVE, VALVE, GUM RUBBER, FOR 36" KNIFEGATE SUCTION VALVE, 316 SS, CLARKSON KGA MODEL, USED ON PETE #1 & #2 SCRUBBER ABSORBER RECYCLE PUMPS. | 2721NV0100 | 121-NV-553-1 SUCTION VALVE, RCP 121-1 RECYCLE PUMP | 3801.7 | SB1AB6 | 3 | EA | 23042.82
PETE | 5009300 | 10.511.950 | WIPER, VALVE, SET, TO CONSIST OF: WIPER, RETAINER, SCREWS & LOCKWASHERS, FOR CLARKSON 36" KGA SUCTION VALVES, USED ON PETE #1 & #2 SCRUBBER RECYCLE PUMPS. | 2721NV0100 | 121-NV-553-1 SUCTION VALVE, RCP 121-1 RECYCLE PUMP | 46825 | SB3C1B7 | 3 | EA | 2530.8
PETE | 3909070 | 10.524.264 | VALVE, GLOBE, SIZE/CONN- 1.5 NPT RTNG/MATL- 150/UNION, DESC- BRONZE MANUFACTURER PART NO. = | 2721NV0600 | 121-NV-579 VALVE, OXIDATION AIR QUENCH WATER TO 121-1 ABSORBER FROM MEW ELEM. WTR. PUMPS. | 7 | 1FA10E38 | 1 | EA | 103.93
PETE | 5009164 | 10.524.275 | GATE, VALVE, KNIFE, 3" CLARKSON KGD, C-276 HASTALLOY, FOR PETE #1 & #2 SCRUBBER PUMP SUCTION & DISCHARGE VALVES. | 272ABP11XV | 121-NV-583-1 VALVE, DRAIN ABP 121-1 ABSORBER BLEED PUMP. | 7803.6 | SB3E2D3 | 1 | EA | 333.6
PETE | 5009306 | 10.529.277 | GASKET SET, BODY, FOR CLARKSON 3" KGD VALVES, USED ON PETE #1 & #2 SCRUBBERS. (2 PER SET) | 272ABP11XV | 121-NV-583-1 VALVE, DRAIN ABP 121-1 ABSORBER BLEED PUMP. | 11014764 | 2FA17E56 | 4 | ST | 92.2
PETE | 5009304 | 10.500.639 | WIPER, VALVE, EPDM, FOR CLARKSON 3" KGD VALVES, USED ON PETE #1 & #2 SCRUBBERS. | 272ABP11XV | 121-NV-583-1 VALVE, DRAIN ABP 121-1 ABSORBER BLEED PUMP. | 08207 | 2FA17A6 | 4 | EA | 84.52
PETE | 5009401 | 10.502.424 | ASSEMBLY, LEVER, STRAIGHT, STYLE R REFERENCE NO. D1260 USED ON NEWCON SUCTION & DISCHARGE VV. MILL SLURRY PUMPS UNIT 1 & 2 SCRUBBER. | 272ABP11FV | 121-NV-588-1 VALVE, FLUSH ABP 121-1 ABSORBER BLEED PUMP. | EL010-53420 | 2FA14E42 | 7 | EA | 77
PETE | 5009599 | 10.523.959 | VALVE, SOLENOID, 3-WAY DIRECT, JUNCTION BOX, 120 VAC / 60 CY., 3/16" ORIFICE, 3/8" PIPE, N.C., 150 PSI AIR, 150 PSI H2O, 150 PSI OIL, FOR PETE #1 & #2 ABSORBER, RECIRC WATER & LIMESTONE SLURRY ITT DOV VALVES. | 272ABP11FV | 121-NV-588-1 VALVE, FLUSH ABP 121-1 ABSORBER BLEED PUMP. | JKH8320G184MO | 1FA10E42 | 2 | EA | 238
PETE | 5610377 | 10.531.174 | ASSEMBLY, LEVER, LIMIT SWITCH, OPERATING, STYLE R, 1 1/2" X 3/4" X 1/4" STEEL, NAMCO P/N EL010-53338. REF. #DS1260. | 272ABP11FV | 121-NV-588-1 VALVE, FLUSH ABP 121-1 ABSORBER BLEED PUMP. | ELO1O-53338 | 1FA6E21 | 3 | EA | 175.26
PETE | 5009408 | 10.505.448 | SWITCH, LIMIT, CW ROTATION, LONG STYLE MOUNTING, NO. 2, FOR PETE #1 & #2 SCRUBBER PUMPS SUCTION & DISCHARGE VALVES. | 272ABP11FV | 121-NV-588-1 VALVE, FLUSH ABP 121-1 ABSORBER BLEED PUMP. | EA170-34100 | 2FA17C57 | 2 | EA | 1034
PETE | 5009775 | 10.501.181 | VALVE, DIAPHRAGM, 2", STRAIGHTWAY, W/ RUBBER LINED BODY, HANDWHEEL OPERATOR, W/ TRAVEL STOP, FOR PETE 1 & 2 SCRUBBER ABSORBER DISCHARGE PIPING & ABSORBER DISPOSAL FEED PUMPS, AND PETE 1 & 2 GYPSUM SLURRY PUMPS FLUSH WATER VALVES. | 272ABP11FV | 121-NV-588-1 VALVE, FLUSH ABP 121-1 ABSORBER BLEED PUMP. | 2-2833-SS-903 | 4FA56B1 | 4 | EA | 4470.11
PETE | 5009199 | 10.520.894 | REGULATOR, PRESSURE, COMBINATION FILTER REGULATOR W/ REDUCER, SQUARE HEAD ADJUSTING SCREW & CELLULOSE FILTER ELEMENT, SPRING RANGE 35-100 PSI, FOR PETE #1 & #2 SCRUBBER CONTROL VALVES & HSS 7 GAS FUEL SYSTEM (MOV836A & B/FCV7847A & B). | 272ABP11FV | 121-NV-588-1 VALVE, FLUSH ABP 121-1 ABSORBER BLEED PUMP. | 67CFR-226 | 2FA14A26 | 2 | EA | 289.02
PETE | 5009309 | 10.500.854 | GASKET SET, BODY, FOR CLARKSON 8" KGD VALVES, USED ON PETE #1 & #2 SCRUBBERS. (2 PER SET) | 272ABP11DV | 121-NV-589-1 VALVE, DISCHARGE ABP 121-1 ABSORBER BLEED PUMP | 46480 | 2FA17E59 | 4 | ST | 101.84
PETE | 5009800 | 10.503.089 | ACTUATOR, VALVE, FOR 4" FUJIKIN BALL VALVES, USED ON PETE #1 & #2 SCRUBBER SLURRY & PROCESS WATER FEED TO ABSORBER TOWERS. | 272LS2AMV1 | 122-FV-550-1 VALVE, SLURRY FEED TO 122-1 ABSORBER. | ESA 350 | 4FA56A1 | 1 | EA | 539.05
PETE | 5009801 | 10.531.297 | KIT, MOUNTING, QUARTZ, ISO/NAMUR, FOR MOUNTING LIMIT SWITCH TO TOP OF ELOMATIC ACTUATOR (ESA 350), USED ON PETE #1 & #2 SCRUBBER SLURRY & PROCESS WATER FEED TO ABSORBER TOWERS. | 272LS2AMV1 | 122-FV-550-1 VALVE, SLURRY FEED TO 122-1 ABSORBER. | 960103 | 2FA12E2 | 2 | EA | 59.5
PETE | 5009802 | 10.519.413 | KIT, MOUNTING, QUARTZ, ISO/NAMUR, FOR MOUNTING LIMIT SWITCH TO TOP OF ELOMATIC ACTUATOR (ESA 350), USED ON PETE #1 & #2 SCRUBBER SLURRY & PROCESS WATER FEED TO ABSORBER TOWERS. | 272LS2AMV1 | 122-FV-550-1 VALVE, SLURRY FEED TO 122-1 ABSORBER. | 960101 | 2FA12E2 | 2 | EA | 59.5
PETE | 5009629 | 10.506.422 | BALL, VALVE, 4" COSMIX CERAMIC BALL, CV-340, FOR FUJIKIN LEVEL CONTROL BALL VALVE, USED ON PETE #1 & #2 SCRUBBER. | 272DFT21LV | 122-LV-608 PROCESS WATER TO DFT 122-1 DISPOSAL FEED TANK | C400-3-0340-NS | 2FA15B19 | 1 | EA | 3687.5
PETE | 5009636 | 10.525.253 | KIT, ACTUATOR, VALVE, ELOMATIC MODEL PSN-750, S/N A90700711, BORE/STROKE 7.9/1.5 USED ON FUJIKIN BALL VALVES 121-LV-626& 122-LV-626 LEVEL CONT.+VAL VE RECLAIM WATER TO 121-1 & 122-1 PROCESS WATER | 272RWT21LV | 122-LV-626 RECLAIM WATER TO PWT 122-1 PROCESS WATER STORAGE TANK. UNIT 1 & 2, 626 VALVES ARE IDENTICAL. | RKB-750 | 2FA17C37 | 1 | EA | 776.18
PETE | 5009404 | 10.504.376 | ASSEMBLY, LEVER, ROLLER, ADJUSTABLE OFFSET, FOR CW ROTATION LIMIT SWITCH (#EA170-11100), USED ON NEWCON MANUAL ISOLATION VALVES. | 2722NV0200 | 122-NV-553-2 SUCTION VALVE, RCP 122-2 RECYCLE PUMP | EL130-69414 | 2FA17E51 | 1 | EA | 81
PETE | 5009996 | 10.512.975 | ACTUATOR, VALVE, APOLLO, AS150SR W/LOCKING SS MOUNTING KIT FOR APOLLO 87A, BALL VALVE, USED ON PETE 2 FGD, 122-1 & 122-2 ABSORBER BLEED PUMPS FLUSH WATER VALVES. | 272ABP21FV | 122-NV-588-1 FLUSH VALVE, ABP 122-1 ABSORBER BLEED PUMP. | AS150SR-L/O-2087A | 2FA17G7 | 1 | EA | 440
PETE | 5009180 | 10.533.962 | KIT, SEAL, FOR AIR CYLINDER, 10" X 11-3/4", CONSISTING OF 1 ROD LIPSEAL, 1 PISTON QUAD SEAL & 2 CYLINDER BODY O-RINGS, USED ON PARKER MODEL 10.00TB-VPUS19A11.75, S/N EE138463A. | 272ABP21DV | 122-NV-589-1 DISCHARGE VALVE, ABP 122-1 ABSORBER BLEED PUMP. | KT100VP101 | 2FA14C7 | 2 | LT | 299.3
PETE | 5009171 | 10.534.340 | SLEEVE, GUM RUBBER, FOR CLARKSON 10" KGD KNIFE GATE VALVE, USED ON PETE #1 & #2 SCRUBBER ABSORBER BLEED PUMP SUCTION & DISCHARGE VALVES. | 272ABP21DV | 122-NV-589-1 DISCHARGE VALVE, ABP 122-1 ABSORBER BLEED PUMP. | 7398 | SB3E2C1 | 2 | EA | 900
PETE | 5009172 | 10.524.271 | GATE, VALVE, KNIFE, 10" CLARKSON KGD, C-276 HASTALLOY, FOR PETE #1 & #2 SCRUBBER ABSORBER BLEED PUMP SUCTION & DISCHARGE VALVES. | 272ABP21DV | 122-NV-589-1 DISCHARGE VALVE, ABP 122-1 ABSORBER BLEED PUMP. | 7499.6 | SB3E2D3 | 1 | EA | 2940
PETE | 5009179 | 10.501.706 | CYLINDER, VALVE, DISCHARGE, AIR OPERATED, 10" X 11-3/4", FOR PARKER MODEL 10.00TB-VPUS19A11.75, S/N EE138463A, USED ON PETE #1 & #2 SCRUBBER ABSORBER BLEED PUMPS. | 272ABP21DV | 122-NV-589-1 DISCHARGE VALVE, ABP 122-1 ABSORBER BLEED PUMP. | 10.00TB-VPUS19A11.75 ??? | SB3Q1B3 | 1 | EA | 2627.98
PETE | 5009305 | 10.536.487 | WIPER, VALVE, EPDM, FOR CLARKSON 10" KGD VALVES, USED ON PETE #1 & #2 SCRUBBERS. | 272ABP21DV | 122-NV-589-1 DISCHARGE VALVE, ABP 122-1 ABSORBER BLEED PUMP. | 08188.FX | 2FA17E55 | 4 | EA | 300
PETE | 5009311 | 10.504.001 | GASKET SET, BODY, FOR CLARKSON 10" KGD VALVES, USED ON PETE #1 & #2 SCRUBBERS. (2 PER SET) | 272ABP21DV | 122-NV-589-1 DISCHARGE VALVE, ABP 122-1 ABSORBER BLEED PUMP. | 46481 | 2FA17E60 | 4 | ST | 88
PETE | 5610148 | 10.511.182 | SWITCH, PCD-2SX, PULLCORD SAFETY STOP, NEMA 7/9, DOUBLE ENDED UNIT WITH 1 SP/DT MICROSWITCH PER END FOR CONVEYOR 701 & 702, EWS #7. | 266CA02ACB | 2A COAL CONVEYOR BELT *** SEE EQUIPMENT NOTES PAGE #6 *** * CUTTING & WELDING PERMIT REQUIRED * |  | 1FA23D5 | 1 | EA | 388
PETE | 7003516 | 10.526.189 | BEARING, SCREW, FOR 2A COAL CONVEYOR TAKE-UP, 2-7/16" SHAFT DIA., 12 IN. TRAVEL. | 266CA02ACB | 2A COAL CONVEYOR BELT *** SEE EQUIPMENT NOTES PAGE #6 *** * CUTTING & WELDING PERMIT REQUIRED * | SPG-39-12 | SB1FE5 | 2 | EA | 951.42
PETE | 7003517 | 10.525.877 | BEARING, SCREW TAKE-UP, 12 IN TRAVEL, SEALMASTER #MPG-47-12 PER DWG. SM-296-G9B FOR 2 15/16 IN DIA. SHAFT | 266CB02BCB | 2B COAL CONVEYOR *** SEE EQUIPMENT NOTES PAGE #6 *** * CUTTING & WELDING PERMIT REQUIRED * | S14KT73490 | SB1FE5 | 2 | EA | 2317.82
PETE | 5711176 | 10.510.406 | ROLLER, IDLER, TRAINING, ACTUATING SHOE TYPE, W/ 6" STEEL ROLLS, FOR PETE 54" WIDE CONVEYOR BELTS. | 266CB02BCB | 2B COAL CONVEYOR *** SEE EQUIPMENT NOTES PAGE #6 *** * CUTTING & WELDING PERMIT REQUIRED * | D3626S-54 | SB3E1D1 | 4 | EA | 2175.52
PETE | 5505290 | 10.507.812 | CYLINDER, SWEEP 2" X 8" FOR SECONDARY SAMPLER #2450-0014 J. B. LONG PROJECT #92062 USED ON 3 & 8 COAL CONVEYOR PETE, P/N 0045-0087 | 266CHCSS3A | 3A COAL CONV. SAMPLER **** SEE EQUIPMENT NOTES PAGE #6 **** * CUTTING & WELDING PERMIT REQUIRED * | 0045-0087 | 1FA3C20 | 2 | EA | 607.12
PETE | 5505703 | 10.505.024 | ROD, END ASSEMBLY, FOR PRIMARY SAMPLER J. B. LONG PROJECT NO. 92062 USED ON 3 AND 8 COAL CONVEYORS PETE, P/N 1530-A0557. | 266CHCSS3A | 3A COAL CONV. SAMPLER **** SEE EQUIPMENT NOTES PAGE #6 **** * CUTTING & WELDING PERMIT REQUIRED * | 1530-A0557 | 1FA2C61 | 2 | EA | 480
PETE | 5505714 | 10.511.651 | SWITCH, PROXIMITY, COAL SAMPLER, FOR PETE COAL CONVEYORS 3A, 3B, 8A & 8B, JOHN B. LONG CO. PROJECT # 92062. | 266CHCSS3A | 3A COAL CONV. SAMPLER **** SEE EQUIPMENT NOTES PAGE #6 **** * CUTTING & WELDING PERMIT REQUIRED * | 0065-0004 | 2FA1A8 | 1 | EA | 118.66
PETE | 5505705 | 10.520.902 | REGULATOR, 1.5, FOR PRIMARY SAMPLER, J. B. LONG PROJECT #92062, USED ON PETE COAL CONVEYORS 3A, 3B, 8A & 8B. | 266CHCSS3A | 3A COAL CONV. SAMPLER **** SEE EQUIPMENT NOTES PAGE #6 **** * CUTTING & WELDING PERMIT REQUIRED * | 0046-0004 | 1FA8G3 | 1 | EA | 188.93
PETE | 5505722 | 10.531.082 | MODULE, INPUT, 120 VAC, PROJECT #92062, JOHN B. LONG CO. PART NO 0085-0097. | 266CHCSS3A | 3A COAL CONV. SAMPLER **** SEE EQUIPMENT NOTES PAGE #6 **** * CUTTING & WELDING PERMIT REQUIRED * | 0085-0097 | 2FA1G7 | 2 | EA | 2184.84
PETE | 5505713 | 10.516.580 | FILTER FOR GRAHAM-WHITE AIR DRYER JOHN B LONG PROJECT NO. 92062 USED ON 3 & 8 COAL CONVEYORS PETE SAMPLE SYSTEM. P/N 0035-0096. | 266CHCSS3A | 3A COAL CONV. SAMPLER **** SEE EQUIPMENT NOTES PAGE #6 **** * CUTTING & WELDING PERMIT REQUIRED * | 60960 | SB1CE6 | 18 | EA | 293.22
PETE | 5505096 | 10.523.231 | SWITCH, PROX, 110/120 VAC, 2-WIRE, SQUARE D P/N XSA-V12151, USED ON AUTOMATIC COAL SAMPLER TO DETECT STOPPED CRUSHER ROTOR. | 266CHCSS3A | 3A COAL CONV. SAMPLER **** SEE EQUIPMENT NOTES PAGE #6 **** * CUTTING & WELDING PERMIT REQUIRED * | XSA-V12151 | 2FA1A13 | 1 | EA | 159.53
PETE | 5505724 | 10.532.829 | SUPPLY, POWER, 24V, FOR PETE COAL HANDLING SAMPLING SYSTEM, JOHN B. LONG PROJECT #92062. | 266CHCSS3A | 3A COAL CONV. SAMPLER **** SEE EQUIPMENT NOTES PAGE #6 **** * CUTTING & WELDING PERMIT REQUIRED * | 0061-0002 | 2FA1C17 | 1 | EA | 394.67
PETE | 5505086 | 10.513.403 | BEARING, FLANGED, HAMMER, FOR J.B.LONG COAL SAMPLERS, USED ON PETE COAL CONVEYORS 3A, 3B, 8A & 8B AND 804 AT HARDING ST. | 266CHCSS3A | 3A COAL CONV. SAMPLER **** SEE EQUIPMENT NOTES PAGE #6 **** * CUTTING & WELDING PERMIT REQUIRED * | 0023-0006 | 2FA1F22 | 50 | EA | 145
PETE | 5505087 | 10.521.434 | RING, SNAP, HAMMER SHAFT, FOR J.B. LONG COAL SAMPLERS, USED ON PETE & EWS COAL CONVEYORS. | 266CHCSS3A | 3A COAL CONV. SAMPLER **** SEE EQUIPMENT NOTES PAGE #6 **** * CUTTING & WELDING PERMIT REQUIRED * | 0025-0088 | 2FA1F22 | 36 | EA | 20.16
PETE | 5504295 | 10.510.781 | SHIM SET, THRUST BEARING HOUSING, FOR WORM SHAFT, USED ON PETE #1 ABB C-E SVCS. MODEL 683RPS COAL PULVERIZERS, S/N 63801-63805. | 266CHCSS3A | 3A COAL CONV. SAMPLER **** SEE EQUIPMENT NOTES PAGE #6 **** * CUTTING & WELDING PERMIT REQUIRED * | RD-218-T | 1FA12G6 | 1 | ST | 253.8
PETE | 5505088 | 10.535.439 | SWITCH, LIMIT, CRUSHER TOP, FOR J.B. LONG COAL SAMPLER AT PK & PETE, MFG. PT # 0065-0006. | 266CHCSS3A | 3A COAL CONV. SAMPLER **** SEE EQUIPMENT NOTES PAGE #6 **** * CUTTING & WELDING PERMIT REQUIRED * | 0065-0006 | 2FA1B13 | 2 | EA | 116.58
PETE | 7004139 | 10.514.043 | BELT, V-DRIVE, CUT LENGTH- 69", TOP WIDTH- 21/32", GOODYEAR B66 OR EQUAL. | 266CHCSS3A | 3A COAL CONV. SAMPLER **** SEE EQUIPMENT NOTES PAGE #6 **** * CUTTING & WELDING PERMIT REQUIRED * | B66 | 1FA6I11 | 3 | EA | 26.04
PETE | 5505093 | 10.514.020 | BELT, V-DRIVE, GRIPNOTCH, CUT LENGTH- 118", TOP WIDTH- 5/8", FOR PETE COAL SAMPLERS, GOODYEAR 5VX670 OR EQUAL. | 266CHCSS3A | 3A COAL CONV. SAMPLER **** SEE EQUIPMENT NOTES PAGE #6 **** * CUTTING & WELDING PERMIT REQUIRED * | 5VX670 | 2FA1B15 | 4 | EA | 86.84
PETE | 5505727 | 10.535.990 | TRANSFORMER, 3KVA, PROJECT #92062, JOHN B. LONG CO. PART NO 0061-0005. | 266CHCSS3A | 3A COAL CONV. SAMPLER **** SEE EQUIPMENT NOTES PAGE #6 **** * CUTTING & WELDING PERMIT REQUIRED * | 0061-0005 | 2FA1H21 | 1 | EA | 914.48
PETE | 5714182 | 10.504.564 | NUT, ADAPTOR, P/N AD-IDL004-48 4100 SERIES IDLERS ON "A" SYS CONVEYORS. | 266CA03ACB | 3A COAL CONVEYOR BELT *** SEE EQUIPMENT NOTES PAGE #6 *** * CUTTING & WELDING PERMIT REQUIRED * BEFORE ARC WELDING WITHIN 100 FEET OF DETECTOR. | AD-IDL004-48-41 | 2FA11F51 | 46 | EA | 88.32
PETE | 7003510 | 10.525.734 | BEARING, PILLOW BLOCK, 4-BOLT, 4-7/16" BORE, 15" BOLT-HOLE CENTER, MEDIUM DUTY, 12-1/8" OVERALL HEIGHT, SET-SCREW LOCKING. (DO NOT SUBSTITUTE) | 266CA03ACB | 3A COAL CONVEYOR BELT *** SEE EQUIPMENT NOTES PAGE #6 *** * CUTTING & WELDING PERMIT REQUIRED * BEFORE ARC WELDING WITHIN 100 FEET OF DETECTOR. | MFPD-71C | SB1FC4 | 2 | EA | 5240
PETE | 5714296 | 10.520.851 | REDUCER, USED ON DINGS MODEL 66 MAGNETIC SEPARATOR, FOR PETE 8A & 3B COAL CONVEYORS, MFT. P/N 105291. | 266CA03ACB | 3A COAL CONVEYOR BELT *** SEE EQUIPMENT NOTES PAGE #6 *** * CUTTING & WELDING PERMIT REQUIRED * BEFORE ARC WELDING WITHIN 100 FEET OF DETECTOR. |  | 4FA55B1 | 1 | EA | 1471.43
PETE | 5505283 | 10.522.093 | SENSOR, SPEED, FOR MICRO-MASTER WEIGH SCALES, USED ON PETE COAL CONVEYORS. | 266CHCS03B | 3B CONV SCALES, TEST CHAIN **** SEE EQUIPMENT NOTES PAGE 6 **** *CUTTING AND WELDING PERMIT REQUIRED* | 60-12C / 3968 | 2FA1C13 | 0 | EA | 0
PETE | 5413408 | 10.529.562 | FUSE, CLASS CC, TIME DELAY, 15A, 600VAC, FOR PETE #2 ABB 6.9 KV, 200A, 50KA SWITCHGEAR, S/N 1VALCS01506A01. | 245ESSG011 | 4160V SWITCHGEAR, BUS "WWTP SWGR 11" 1200 AMP, 40 KA AMPS INTERRUPTING CURRENT. FED FROM M.V. SWITCHGEAR BUS YZ. | LP-CC-15 | 2FA7F26 | 4 | EA | 38.52
PETE | 5225118 | 10.505.321 | RELAY, FEEDER PROTECTION, MULTILIN TYPE 850 | 245ESSG011 | 4160V SWITCHGEAR, BUS "WWTP SWGR 11" 1200 AMP, 40 KA AMPS INTERRUPTING CURRENT. FED FROM M.V. SWITCHGEAR BUS YZ. | 850EP5NNG5HNNAAPCB | SB1LE8 | 1 | EA | 6971.35
PETE | 5714382 | 10.515.114 | COIL, CLOSING, KIT, FOR SOFT START DRIVE MOTOR CONTROL, TOSHIBA 400A JK SERIES SOLID STATE STARTER, USED ON PETE 8A COAL CONVEYOR. | 245ESSG011 | 4160V SWITCHGEAR, BUS "WWTP SWGR 11" 1200 AMP, 40 KA AMPS INTERRUPTING CURRENT. FED FROM M.V. SWITCHGEAR BUS YZ. | PC18601P020 | 2FA6F36 | 1 | EA | 142.56
PETE | 5714386 | 10.516.656 | DRIVE UNIT, FOR SOFT START DRIVE MOTOR CONTROL, TOSHIBA 400A JK SERIES SOLID STATE STARTER, USED ON PETE 8A COAL CONVEYOR. | 245ESSG011 | 4160V SWITCHGEAR, BUS "WWTP SWGR 11" 1200 AMP, 40 KA AMPS INTERRUPTING CURRENT. FED FROM M.V. SWITCHGEAR BUS YZ. | PC18601P016 | 2FA6F37 | 1 | EA | 221.76
PETE | 5413401 | 10.526.740 | BREAKER, MINIATURE CIRCUIT (MCB), S200U, SINGLE POLE, 15A, 120VAC, 10KA, (K) TRIPPING MECHANISM, FOR PETE #2 ABB 6.9 KV, 200A, 50KA SWITCHGEAR, S/N 1VALCS01506A01. | 245ESSG011 | 4160V SWITCHGEAR, BUS "WWTP SWGR 11" 1200 AMP, 40 KA AMPS INTERRUPTING CURRENT. FED FROM M.V. SWITCHGEAR BUS YZ. | S201U-K15 | 2FA7E27 | 1 | EA | 30
PETE | 5413018 | 10.505.582 | CURRENT TRANSFORMER, TYPE SAB-1 | 245ESSG011 | 4160V SWITCHGEAR, BUS "WWTP SWGR 11" 1200 AMP, 40 KA AMPS INTERRUPTING CURRENT. FED FROM M.V. SWITCHGEAR BUS YZ. | 923A329G03-M | SB1FD6 | 1 | EA | 331.51
PETE | 5413019 | 10.514.833 | CIRCUIT BREAKER, MINIATURE, 2 POLES, 15 AMPS, 125 VDC | 245ESSG011 | 4160V SWITCHGEAR, BUS "WWTP SWGR 11" 1200 AMP, 40 KA AMPS INTERRUPTING CURRENT. FED FROM M.V. SWITCHGEAR BUS YZ. | 2CDS272517R0457 | 2FA19F47 | 2 | EA | 200.8
PETE | 5413022 | 10.514.834 | CIRCUIT BREAKER, MINIATURE, 2 POLE, K CURVE, 40 AMPS | 245ESSG011 | 4160V SWITCHGEAR, BUS "WWTP SWGR 11" 1200 AMP, 40 KA AMPS INTERRUPTING CURRENT. FED FROM M.V. SWITCHGEAR BUS YZ. | S202UDC-K40 | 2FA19F47 | 1 | EA | 110.59
PETE | 5413023 | 10.514.811 | CIRCUIT BREAKER, K CURVE, 3-P, 40 AMP, 10kA, 240 VAC, UL 489 | 245ESSG011 | 4160V SWITCHGEAR, BUS "WWTP SWGR 11" 1200 AMP, 40 KA AMPS INTERRUPTING CURRENT. FED FROM M.V. SWITCHGEAR BUS YZ. | S203U-K40 | 2FA19B30 | 1 | EA | 90.76
PETE | 5413024 | 10.511.892 | CURRENT TRANSFORMER, TYPE SAB-1, 1200:5 - TP | 245ESSG011 | 4160V SWITCHGEAR, BUS "WWTP SWGR 11" 1200 AMP, 40 KA AMPS INTERRUPTING CURRENT. FED FROM M.V. SWITCHGEAR BUS YZ. | 923A329G13-M | SB1FD6 | 11 | EA | 4008.29
PETE | 5225117 | 10.526.711 | CIRCUIT BREAKER, CONTROL SW, SERIES 24, INCL NP18B-2B23, HANDLE PISTOL-GRIP, SPRING RETURN | 245ESSG011 | 4160V SWITCHGEAR, BUS "WWTP SWGR 11" 1200 AMP, 40 KA AMPS INTERRUPTING CURRENT. FED FROM M.V. SWITCHGEAR BUS YZ. | 2445D | 2FA25B52 | 2 | EA | 408
PETE | 5225320 | 10.515.909 | CURRENT TRANSFORMER, SINGLE RATIO, TYPE SAB-1, 3.5" WIDE 1200/2000A | 245ESSG011 | 4160V SWITCHGEAR, BUS "WWTP SWGR 11" 1200 AMP, 40 KA AMPS INTERRUPTING CURRENT. FED FROM M.V. SWITCHGEAR BUS YZ. | 923A329G05-M | 2FA22H22 | 1 | EA | 187.7
PETE | 5225321 | 10.503.650 | CONTACTOR RELAY, TYPE NF22E-1, COIL 100-250 VAC/DC, 50/60 HZ, 2NA + 2NC CONTACTS W/BUILT IN SURGE SUPPRESSION | 245ESSG011 | 4160V SWITCHGEAR, BUS "WWTP SWGR 11" 1200 AMP, 40 KA AMPS INTERRUPTING CURRENT. FED FROM M.V. SWITCHGEAR BUS YZ. | NF22E13 | 2FA25H64 | 2 | EA | 60.3
PETE | 5225322 | 10.527.884 | CONTACTOR RELAY, TYPE NF40E-13, COIL 100-250 VAC/DC, 50/60 HZ, 4NO CONTACTS W/BUILT IN SURGE SUPPRESSION | 245ESSG011 | 4160V SWITCHGEAR, BUS "WWTP SWGR 11" 1200 AMP, 40 KA AMPS INTERRUPTING CURRENT. FED FROM M.V. SWITCHGEAR BUS YZ. | NF40E13 | 2FA25H65 | 2 | EA | 60.3
PETE | 5225323 | 10.528.608 | CURRENT TRANSFORMER, CT, BYZ, 50-5A, C20 ACC | 245ESSG011 | 4160V SWITCHGEAR, BUS "WWTP SWGR 11" 1200 AMP, 40 KA AMPS INTERRUPTING CURRENT. FED FROM M.V. SWITCHGEAR BUS YZ. | 7882A98G01 | SB1KC9 | 2 | EA | 3354.06
PETE | 5205116 | 10.503.901 | CIRCUIT BREAKER, ADVAC, MOD4, 5ADV50, 1200A, 4.76KV, 125VDC CONTROL, 9a & 8b CONTACTS, W/O UV OR 2ND TRIP COIL RATING DUAL SECONDARY WD 1B11958G02 | 245ESSG011 | 4160V SWITCHGEAR, BUS "WWTP SWGR 11" 1200 AMP, 40 KA AMPS INTERRUPTING CURRENT. FED FROM M.V. SWITCHGEAR BUS YZ. | AA4C1777XX00000 | SB1KA4 | 2 | EA | 16646.52
PETE | 5225110 | 10.533.384 | RELAY, DIFFERENTIAL, B90 LOW IMPEDANCE BUS | 245ESSG011 | 4160V SWITCHGEAR, BUS "WWTP SWGR 11" 1200 AMP, 40 KA AMPS INTERRUPTING CURRENT. FED FROM M.V. SWITCHGEAR BUS YZ. | B90U06HLHF8NH6ML8NN6LS8NUXXWXX | 2FA60B | 1 | EA | 10220.2
PETE | 5225111 | 10.533.400 | RELAY, UNDERVOLTAGE, SINGLE PH | 245ESSG011 | 4160V SWITCHGEAR, BUS "WWTP SWGR 11" 1200 AMP, 40 KA AMPS INTERRUPTING CURRENT. FED FROM M.V. SWITCHGEAR BUS YZ. | BE1-27A3EE1JA0B0F | 2FA25ENDE | 1 | EA | 3498
PETE | 5225112 | 10.532.887 | RELAY, AUXILIARY, TYPE HFA51 | 245ESSG011 | 4160V SWITCHGEAR, BUS "WWTP SWGR 11" 1200 AMP, 40 KA AMPS INTERRUPTING CURRENT. FED FROM M.V. SWITCHGEAR BUS YZ. | HFA51A42H | 2FA25D49 | 1 | EA | 967.24
PETE | 5225113 | 10.530.691 | LAMP, INDICATING, SERIES 16, BLUE, LED Wi | 245ESSG011 | 4160V SWITCHGEAR, BUS "WWTP SWGR 11" 1200 AMP, 40 KA AMPS INTERRUPTING CURRENT. FED FROM M.V. SWITCHGEAR BUS YZ. | MRL 125DLB-MPLLBE | 2FA25E78 | 1 | EA | 270
PETE | 5225114 | 10.508.693 | FUSE, BLOCK, ULTRASAFE CLASS CC, 30 AMP, 600 VAC/VDC, 1 POLE | 245ESSG011 | 4160V SWITCHGEAR, BUS "WWTP SWGR 11" 1200 AMP, 40 KA AMPS INTERRUPTING CURRENT. FED FROM M.V. SWITCHGEAR BUS YZ. | USCC1 | 2FA25E66 | 1 | EA | 8
PETE | 5225115 | 10.521.086 | RELAY, TRANSFORMER PROTECTION, TYPE 845 | 245ESSG011 | 4160V SWITCHGEAR, BUS "WWTP SWGR 11" 1200 AMP, 40 KA AMPS INTERRUPTING CURRENT. FED FROM M.V. SWITCHGEAR BUS YZ. | 845EP5H5G5HSNANNGSSFB3ESNBN | SB1LE8 | 1 | EA | 13200.65
PETE | 5225116 | 10.533.391 | RELAY, LOCKOUT, MODEL LOR, 10 DECKS, COIL D, MANUAL-RESET LOR SW, SER. 24 | 245ESSG011 | 4160V SWITCHGEAR, BUS "WWTP SWGR 11" 1200 AMP, 40 KA AMPS INTERRUPTING CURRENT. FED FROM M.V. SWITCHGEAR BUS YZ. | 7810D | 2FA25A52 | 1 | EA | 730
PETE | 5225123 | 10.511.543 | TRUCK ASSEMBLY FOR CONTACTOR | 245ESSG011 | 4160V SWITCHGEAR, BUS "WWTP SWGR 11" 1200 AMP, 40 KA AMPS INTERRUPTING CURRENT. FED FROM M.V. SWITCHGEAR BUS YZ. | 1VYM930175T01 | 2FA25ENDE | 2 | EA | 7054
PETE | 5225124 | 10.530.063 | RACKING HANDLE ASSEMBLY | 245ESSG011 | 4160V SWITCHGEAR, BUS "WWTP SWGR 11" 1200 AMP, 40 KA AMPS INTERRUPTING CURRENT. FED FROM M.V. SWITCHGEAR BUS YZ. | 14024G00 | 2FA59A1 | 0 | EA | 0
PETE | 5225125 | 10.533.342 | MOTOR PROTECTION RELAY 869 | 245ESSG011 | 4160V SWITCHGEAR, BUS "WWTP SWGR 11" 1200 AMP, 40 KA AMPS INTERRUPTING CURRENT. FED FROM M.V. SWITCHGEAR BUS YZ. | GE869-001 | SB1LE8 | 1 | EA | 4514.85
PETE | 5225126 | 10.527.907 | VACUUM CONTACTOR, MODEL 2, TYPE LATCH 400A | 245ESSG011 | 4160V SWITCHGEAR, BUS "WWTP SWGR 11" 1200 AMP, 40 KA AMPS INTERRUPTING CURRENT. FED FROM M.V. SWITCHGEAR BUS YZ. | MC254L5430001 | SB1KA8 | 1 | EA | 22676
PETE | 5225127 | 10.518.406 | LAMP, INDICATING, SERIES 16, GREEN, LED W/GREEN CAP | 245ESSG011 | 4160V SWITCHGEAR, BUS "WWTP SWGR 11" 1200 AMP, 40 KA AMPS INTERRUPTING CURRENT. FED FROM M.V. SWITCHGEAR BUS YZ. | MRL250DLG-MPLLGN | 2FA25E78 | 5 | EA | 1855
PETE | 5225128 | 10.518.808 | LAMP, INDICATING, SERIES 16, RED COLOR | 245ESSG011 | 4160V SWITCHGEAR, BUS "WWTP SWGR 11" 1200 AMP, 40 KA AMPS INTERRUPTING CURRENT. FED FROM M.V. SWITCHGEAR BUS YZ. | MRL250DLR-MPLLRD | 2FA25E77 | 5 | EA | 1855
PETE | 5225129 | 10.518.812 | LAMP, INDICATING, SERIES 16, WHITE COLOR | 245ESSG011 | 4160V SWITCHGEAR, BUS "WWTP SWGR 11" 1200 AMP, 40 KA AMPS INTERRUPTING CURRENT. FED FROM M.V. SWITCHGEAR BUS YZ. | MRL250DLW-MPLLWE | 2FA25E77 | 5 | EA | 1930
PETE | 5413020 | 10.503.982 | FUSE, 5CLPT-1, PT, PRIM, 677C452G26 | 245ESSG011 | 4160V SWITCHGEAR, BUS "WWTP SWGR 11" 1200 AMP, 40 KA AMPS INTERRUPTING CURRENT. FED FROM M.V. SWITCHGEAR BUS YZ. | 50C5225G06 | 2FA19A30 | 2 | EA | 404.3
PETE | 5413021 | 10.523.326 | VOLTAGE TRANSFORMER, VIY-60 PRI. 4200-SEC 120V, RATIO 35:1, L-to-L | 245ESSG011 | 4160V SWITCHGEAR, BUS "WWTP SWGR 11" 1200 AMP, 40 KA AMPS INTERRUPTING CURRENT. FED FROM M.V. SWITCHGEAR BUS YZ. | 7525A54G02 | 2FA19I28 | 1 | EA | 1020.55
PETE | 5413025 | 10.535.546 | FLEXITEST SWITCH, FT1SW (FT1-016) | 245ESSG011 | 4160V SWITCHGEAR, BUS "WWTP SWGR 11" 1200 AMP, 40 KA AMPS INTERRUPTING CURRENT. FED FROM M.V. SWITCHGEAR BUS YZ. | 129A516G01 | 2FA19B31 | 2 | EA | 382.82
PETE | 5413400 | 10.508.790 | HOLDER, FUSE, 2-POLE, FOR CLASS CC FUSES, 30A, 600V, AC/DC, USED ON PETE #2 ABB 6.9 KV, 200A, 50KA SWITCHGEAR, S/N 1VALCS01506A01. | 245ESSG011 | 4160V SWITCHGEAR, BUS "WWTP SWGR 11" 1200 AMP, 40 KA AMPS INTERRUPTING CURRENT. FED FROM M.V. SWITCHGEAR BUS YZ. | USCC2 | 2FA7E27 | 3 | EA | 42
PETE | 5413417 | 10.518.278 | HEATER, STRIP, OPER. @ 120VAC, 300W, 230V, FOR PETE #2 ABB 6.9 KV, 200A, 50KA SWITCHGEAR, S/N 1VALCS01506A01. | 245ESSG011 | 4160V SWITCHGEAR, BUS "WWTP SWGR 11" 1200 AMP, 40 KA AMPS INTERRUPTING CURRENT. FED FROM M.V. SWITCHGEAR BUS YZ. | 279010J00 | 2FA7F35 | 3 | EA | 135
PETE | 5015548 | 10.517.257 | FUSE, SHAWMUT - 2.8A, 250 VOLT, 12 SEC. TIME DELAY, INTER. RATING 10KA, USED ON PETE SBS, PJFF, ACIS, POWELL SWITCHGEAR. | 299LVMATSA | 480 VOLT SWITCHGEAR BUS "LVMATS-A", 3200 AMP, 65 KA AMPS INTERRUPTING CURRENT. | TRM2-8/10 | 2FA8E45 | 10 | EA | 38.4
PETE | 5015562 | 10.514.388 | CURCUIT BREAKER, 15 AMP., 120/240 VAC, 1 POLE, 10K INTERRUPTING, USED ON PETE SBS, PJFF, ACIS, POWELL SWITCHGEAR. | 299LVMATSA | 480 VOLT SWITCHGEAR BUS "LVMATS-A", 3200 AMP, 65 KA AMPS INTERRUPTING CURRENT. | BAB1015 | 2FA8F45 | 1 | EA | 9.71
PETE | 5015550 | 10.064.149 | FUSE, SHAWMUT - 1 1/2 AMP, 600 VAC/DC, FAST ACTING, INTER. RATING 200KA @ 600 VAC, USED ON PETE SBS, PJFF, ACIS, POWELL SWITCHGEAR. | 299LVMATSA | 480 VOLT SWITCHGEAR BUS "LVMATS-A", 3200 AMP, 65 KA AMPS INTERRUPTING CURRENT. | KTK-R-1-1/2 | 2FA8E45 | 10 | EA | 75.4
PETE | 5015561 | 10.508.664 | FUSE, SHAWMUT, 250 VOLT, 3.5 AMP, TIME DELAY 12 SEC. @ 200% OF RATING, USED ON PETE SBS, PJFF, ACIS, POWELL SWITCHGEAR. | 299LVMATSA | 480 VOLT SWITCHGEAR BUS "LVMATS-A", 3200 AMP, 65 KA AMPS INTERRUPTING CURRENT. | TRM3-1/2 | 2FA8E46 | 5 | EA | 18.65
PETE | 5015554 | 10.523.333 | EATON 250 VA, 230-460/115V, TYPE MTE CONTROL TRANSFORMER WITH PRIMARY FUSE BLOCK, USED ON PETE SBS, PJFF, ACIS, POWELL SWITCHGEAR. | 299LVMATSA | 480 VOLT SWITCHGEAR BUS "LVMATS-A", 3200 AMP, 65 KA AMPS INTERRUPTING CURRENT. | C0250E2AFB | 2FA8A33 | 1 | EA | 213.23
PETE | 5015556 | 10.535.994 | TRANSFORMER, CONTROL POWER, CPT 200VA 440/480-95/120VAC 50/60HZ | 299LVMATSA | 480 VOLT SWITCHGEAR BUS "LVMATS-A", 3200 AMP, 65 KA AMPS INTERRUPTING CURRENT. | C0200E2AFB | 2FA8A32 | 1 | EA | 135
PETE | 5015551 | 10.502.216 | FUSE, SHAWMUT - 2AMP, 600 VAC/DC, FAST ACTING, INTER. RATING 200KA @ 600VAC, USED ON PETE SBS, PJFF, ACIS, POWELL SWITCHGEAR. | 245ESSG101 | 480V SWITCHGEAR, BUS "WWTP SWGR 101" 3200 AMP, 65 KA AMPS INTERRUPTING CURRENT. FED FROM M.V. SWITCHGEAR BUS 11. | KTKR2 | 2FA8E45 | 10 | EA | 87.9
PETE | 5413006 | 10.504.381 | PILOT LIGHT, W/INTEGRATED LED, GREEN, 110-130 VDC | 245ESSG101 | 480V SWITCHGEAR, BUS "WWTP SWGR 101" 3200 AMP, 65 KA AMPS INTERRUPTING CURRENT. FED FROM M.V. SWITCHGEAR BUS 11. | 1SFA619403R5152 | 2FA19E48 | 6 | EA | 91.5
PETE | 5413013 | 10.518.509 | PILOT LIGHT, W/INTEGRATED LED, RED, 110-130 VDC, COMPACT STYLE | 245ESSG101 | 480V SWITCHGEAR, BUS "WWTP SWGR 101" 3200 AMP, 65 KA AMPS INTERRUPTING CURRENT. FED FROM M.V. SWITCHGEAR BUS 11. | 1SFA619403R5151 | 2FA19F46 | 6 | EA | 91.5
PETE | 5413001 | 10.507.442 | BREAKER, CIRCUIT, MINI, 2 POLE, 16 AMP, TYPE K | 245ESSG101 | 480V SWITCHGEAR, BUS "WWTP SWGR 101" 3200 AMP, 65 KA AMPS INTERRUPTING CURRENT. FED FROM M.V. SWITCHGEAR BUS 11. | 2CDS252001R0467 | 2FA19E46 | 1 | EA | 47.47
PETE | 5413003 | 10.526.719 | BREAKER, CIRCUIT, 1 POLE, 4 AMP, TYPE K | 245ESSG101 | 480V SWITCHGEAR, BUS "WWTP SWGR 101" 3200 AMP, 65 KA AMPS INTERRUPTING CURRENT. FED FROM M.V. SWITCHGEAR BUS 11. | 2CDS251001R0337 | 2FA19E47 | 2 | EA | 49.4
PETE | 5225143 | 10.516.088 | COUNTER, MECHANICAL OPERATION, E 1/6 | 245ESSG101 | 480V SWITCHGEAR, BUS "WWTP SWGR 101" 3200 AMP, 65 KA AMPS INTERRUPTING CURRENT. FED FROM M.V. SWITCHGEAR BUS 11. | KE6MC | 2FA25F69 | 1 | EA | 441.62
PETE | 5225144 | 10.527.946 | CLOSING COIL, 125/127V, AC/DC - E1/E6 | 245ESSG101 | 480V SWITCHGEAR, BUS "WWTP SWGR 101" 3200 AMP, 65 KA AMPS INTERRUPTING CURRENT. FED FROM M.V. SWITCHGEAR BUS 11. | KE6S5 | 2FA25F70 | 1 | EA | 319.46
PETE | 5225146 | 10.525.898 | BELL ALARM, E1/E6 ELECTRIC INDICATOR TRIP PR12x | 245ESSG101 | 480V SWITCHGEAR, BUS "WWTP SWGR 101" 3200 AMP, 65 KA AMPS INTERRUPTING CURRENT. FED FROM M.V. SWITCHGEAR BUS 11. | DE6TBA | 2FA25F69 | 1 | EA | 96.55
PETE | 5225150 | 10.527.908 | CONTACTS, 5, AUXILIARY, TOC, FOR E1-E6 CRADLE/3 POLES | 245ESSG101 | 480V SWITCHGEAR, BUS "WWTP SWGR 101" 3200 AMP, 65 KA AMPS INTERRUPTING CURRENT. FED FROM M.V. SWITCHGEAR BUS 11. | KE6A4 | 2FA25F71 | 1 | EA | 276.28
PETE | 5225315 | 10.527.295 | CIRCUIT BREAKER, MINIATURE, 2 POLES, 4 AMPS, K CHARACTERISTIC CURVE, UL 1077 | 245ESSG101 | 480V SWITCHGEAR, BUS "WWTP SWGR 101" 3200 AMP, 65 KA AMPS INTERRUPTING CURRENT. FED FROM M.V. SWITCHGEAR BUS 11. | S202K4 | 2FA25H65 | 3 | EA | 167.34
PETE | 5225316 | 10.507.731 | CIRCUIT BREAKER, MINIATURE, 2 POLES, 2 AMPS, K CHARACTERISTIC CURVE, UL 1077 | 245ESSG101 | 480V SWITCHGEAR, BUS "WWTP SWGR 101" 3200 AMP, 65 KA AMPS INTERRUPTING CURRENT. FED FROM M.V. SWITCHGEAR BUS 11. | S202K2 | 2FA25H65 | 2 | EA | 111.56
PETE | 5225317 | 10.528.516 | DISCONNECT SWITCH, CLASS CC, 600 VOLTS, 3 POLES, WITHOUT HANDLE | 245ESSG101 | 480V SWITCHGEAR, BUS "WWTP SWGR 101" 3200 AMP, 65 KA AMPS INTERRUPTING CURRENT. FED FROM M.V. SWITCHGEAR BUS 11. | OS30FACC12 | 2FA25D47 | 10 | EA | 2117
PETE | 5225119 | 10.535.778 | THERMOSTAT, 14/122 DEG F, 1-NC, 10A, 120/240V, .STEGO, KT 01140.9-00 | 245ESSG101 | 480V SWITCHGEAR, BUS "WWTP SWGR 101" 3200 AMP, 65 KA AMPS INTERRUPTING CURRENT. FED FROM M.V. SWITCHGEAR BUS 11. | 1YEE575001R000 | 2FA25G75 | 1 | EA | 275
PETE | 5225120 | 10.503.809 | FUSE, DISCONNECT, CLASS CC, 600V, 2 POLES, BUSSMANN, CCP-2-30CC | 245ESSG101 | 480V SWITCHGEAR, BUS "WWTP SWGR 101" 3200 AMP, 65 KA AMPS INTERRUPTING CURRENT. FED FROM M.V. SWITCHGEAR BUS 11. | CCP-2-30CC | 2FA25H73 | 10 | EA | 2570
PETE | 5225121 | 10.511.899 | TRANSFORMER, VOLTAGE, 480-120VAC, 60HZ, 150VA, ITI 460-480 | 245ESSG101 | 480V SWITCHGEAR, BUS "WWTP SWGR 101" 3200 AMP, 65 KA AMPS INTERRUPTING CURRENT. FED FROM M.V. SWITCHGEAR BUS 11. | 1YEE540010R000 | 2FA25H74 | 3 | EA | 5013
PETE | 5225122 | 10.523.246 | SWITCH, SELECTOR, HEAVY DUTY, 2 POSITIONS | 245ESSG101 | 480V SWITCHGEAR, BUS "WWTP SWGR 101" 3200 AMP, 65 KA AMPS INTERRUPTING CURRENT. FED FROM M.V. SWITCHGEAR BUS 11. | 74203AEK | 2FA25H72 | 1 | EA | 2471
PETE | 5225142 | 10.518.777 | MODULE, COMMUNICATION, PR120/D-M, E1/E6 MODBUS RTU | 245ESSG101 | 480V SWITCHGEAR, BUS "WWTP SWGR 101" 3200 AMP, 65 KA AMPS INTERRUPTING CURRENT. FED FROM M.V. SWITCHGEAR BUS 11. | PR120/DM | 2FA25F68 | 1 | EA | 1893.35
PETE | 5225145 | 10.521.963 | SHUNT TRIP, 125/127V, AC/DC - E1/E6 | 245ESSG101 | 480V SWITCHGEAR, BUS "WWTP SWGR 101" 3200 AMP, 65 KA AMPS INTERRUPTING CURRENT. FED FROM M.V. SWITCHGEAR BUS 11. | KE6S52 | 2FA25F70 | 1 | EA | 319.46
PETE | 5225147 | 10.518.049 | GEARMOTOR 100/130V AC/DC - E1/E6 | 245ESSG101 | 480V SWITCHGEAR, BUS "WWTP SWGR 101" 3200 AMP, 65 KA AMPS INTERRUPTING CURRENT. FED FROM M.V. SWITCHGEAR BUS 11. | KE6M5 | 2FA25F71 | 1 | EA | 1792.55
PETE | 5225148 | 10.532.660 | RATING PLUG FOR EMAX E2-E6 In = 1200A | 245ESSG101 | 480V SWITCHGEAR, BUS "WWTP SWGR 101" 3200 AMP, 65 KA AMPS INTERRUPTING CURRENT. FED FROM M.V. SWITCHGEAR BUS 11. | DE1200RP | 2FA25F69 | 1 | EA | 96.55
PETE | 5225149 | 10.534.248 | SIGNALING MODULE, PR120/K, 40+1I E1/E6 COMMON TERMINAL | 245ESSG101 | 480V SWITCHGEAR, BUS "WWTP SWGR 101" 3200 AMP, 65 KA AMPS INTERRUPTING CURRENT. FED FROM M.V. SWITCHGEAR BUS 11. | PR120/K4 | 2FA25F68 | 1 | EA | 2267.2
PETE | 5225151 | 10.502.574 | PADLOCK PROVISION IN "OPEN" POSITION FOR PUSHBUTTONS - E1/E6 08MM | 245ESSG101 | 480V SWITCHGEAR, BUS "WWTP SWGR 101" 3200 AMP, 65 KA AMPS INTERRUPTING CURRENT. FED FROM M.V. SWITCHGEAR BUS 11. | KE6PG | 2FA25F70 | 1 | EA | 89.07
PETE | 5225152 | 10.518.659 | KEY PADLOCK, 3 POSITIONS (I/T/E) - E1/E6 DIFFERENT KEYS | 245ESSG101 | 480V SWITCHGEAR, BUS "WWTP SWGR 101" 3200 AMP, 65 KA AMPS INTERRUPTING CURRENT. FED FROM M.V. SWITCHGEAR BUS 11. | DE6KL4 | 2FA25F68 | 1 | EA | 151.46
PETE | 5225318 | 10.500.903 | HANDLE, DIRECT FRONT MOUNTED FOR OS30 (MINI) | 245ESSG101 | 480V SWITCHGEAR, BUS "WWTP SWGR 101" 3200 AMP, 65 KA AMPS INTERRUPTING CURRENT. FED FROM M.V. SWITCHGEAR BUS 11. | OHBS5 | 2FA25H64 | 1 | EA | 41.25
PETE | 5225319 | 10.533.939 | SELECTOR SWITCH MODULAR RANGE, TWO POSITION W/BLACK SHORT HANDLE, MAINTAINED, NON-ILLUMINATED. | 245ESSG101 | 480V SWITCHGEAR, BUS "WWTP SWGR 101" 3200 AMP, 65 KA AMPS INTERRUPTING CURRENT. FED FROM M.V. SWITCHGEAR BUS 11. | 1SFA611201R1006 | 2FA25H64 | 1 | EA | 9
PETE | 5413002 | 10.508.791 | HOLDER, FUSE, CC FUSES, 2 POLES, 8-18 AWG, 600V, 30A | 245ESSG101 | 480V SWITCHGEAR, BUS "WWTP SWGR 101" 3200 AMP, 65 KA AMPS INTERRUPTING CURRENT. FED FROM M.V. SWITCHGEAR BUS 11. | 1SNA400729R0000 | 2FA19E46 | 2 | EA | 18.34
PETE | 5413005 | 10.520.158 | POWER SUPPLY, TYPE CP-C, INPUT: 110-240VAC/125VDC, OUTPUT: 24 VDC | 245ESSG101 | 480V SWITCHGEAR, BUS "WWTP SWGR 101" 3200 AMP, 65 KA AMPS INTERRUPTING CURRENT. FED FROM M.V. SWITCHGEAR BUS 11. | 1SVR360563R1001 | 2FA19E48 | 1 | EA | 491.58
PETE | 5413007 | 10.510.147 | RELAY, CONTACTOR, NF44E-13, 100-250V AC/DC | 245ESSG101 | 480V SWITCHGEAR, BUS "WWTP SWGR 101" 3200 AMP, 65 KA AMPS INTERRUPTING CURRENT. FED FROM M.V. SWITCHGEAR BUS 11. | 1SBH137001R1344 | 2FA19B32 | 5 | EA | 301.4
PETE | 5413008 | 10.528.362 | SERIAL DATA CONVERTER, 24 VAC/DC, RS232-RS485/ETHERNET | 245ESSG101 | 480V SWITCHGEAR, BUS "WWTP SWGR 101" 3200 AMP, 65 KA AMPS INTERRUPTING CURRENT. FED FROM M.V. SWITCHGEAR BUS 11. | 1SNA684252R0200 | 2FA19F46 | 1 | EA | 587.22
PETE | 5413009 | 10.531.193 | PILOT LIGHT, W/INTEGRATED LED, BLUE, 110-130 VDC, COMPACT STYLE | 245ESSG101 | 480V SWITCHGEAR, BUS "WWTP SWGR 101" 3200 AMP, 65 KA AMPS INTERRUPTING CURRENT. FED FROM M.V. SWITCHGEAR BUS 11. | 1SFA619403R5154 | 2FA19F46 | 10 | EA | 152.5
PETE | 5413014 | 10.523.264 | TEST SWITCH, FT1, 4 POTENTIAL POLES (BLACK), 6 CURRENT POLES (RED | 245ESSG101 | 480V SWITCHGEAR, BUS "WWTP SWGR 101" 3200 AMP, 65 KA AMPS INTERRUPTING CURRENT. FED FROM M.V. SWITCHGEAR BUS 11. | 1586C42G03 | 2FA19A31 | 1 | EA | 254.25
PETE | 4005070 | 10.526.070 | BLOCK, CONTACT, 1 NC, FOR PB1JCH4E SWITCH. | 266CB07BCB | 7B COAL CONVEYOR BELT *** SEE EQUIPMENT NOTES PAGE #6 *** * CUTTING & WELDING PERMIT REPUIRED * | PB1B | 1FA5E20 | 7 | EA | 111.3
PETE | 4005068 | 10.519.903 | OPERATOR, SWITCH, 4-POSITION, ROTARY HANDLE, DPDT. | 266CB07BCB | 7B COAL CONVEYOR BELT *** SEE EQUIPMENT NOTES PAGE #6 *** * CUTTING & WELDING PERMIT REPUIRED * | PB1JCH4E | 1FA5C22 | 2 | EA | 255.38
PETE | 4005071 | 10.526.072 | BLOCK, CONTACT, 1NO, FOR PB1JCH4E SWITCH. | 266CB07BCB | 7B COAL CONVEYOR BELT *** SEE EQUIPMENT NOTES PAGE #6 *** * CUTTING & WELDING PERMIT REPUIRED * | PB1A | 1FA5E20 | 7 | EA | 169.12
PETE | 5714371 | 10.529.576 | FUSE, PRIMARY SIDE, CLASS CC, TIME DELAY, 13/32" X 1-1/2", 600VAC MAX., 3.5A, FOR SOFT START DRIVE MOTOR CONTROL, TOSHIBA 288A TX010AD SERIES SOLID STATE STARTER, USED ON PETE 7B COAL CONVEYOR. | 266CB07BCM | 7B COAL CONVEYOR MOTOR INCLUDES MOTOR AND CONTROLS. *CUTTING AND WELDING PERMIT REQUIRED* **** SEE EQUIPMENT NOTES PAGE 6 **** | FNQ-R-3-1/2 | 1FA5F3 | 7 | EA | 89.46
PETE | 5714372 | 10.517.282 | FUSE, SECONDARY SIDE, CLASS CC, TIME DELAY, 13/32" X 1-1/2", 600VAC MAX., 8A, FOR SOFT START DRIVE MOTOR CONTROL, TOSHIBA 288A TX010AD SERIES SOLID STATE STARTER, USED ON PETE 7B COAL CONVEYOR. | 266CB07BCM | 7B COAL CONVEYOR MOTOR INCLUDES MOTOR AND CONTROLS. *CUTTING AND WELDING PERMIT REQUIRED* **** SEE EQUIPMENT NOTES PAGE 6 **** | FNQ-R-8 | 1FA5E7 | 3 | EA | 38.25
PETE | 5714370 | 10.517.284 | FUSE, CONTROL, DUAL ELEMENT, TIME DELAY, 1/4" X 1-1/4", GLASS TUBE, 250VAC MAX., 5A, FOR SOFT START DRIVE MOTOR CONTROL, TOSHIBA 288A TX010AD SERIES SOLID STATE STARTER, USED ON PETE 7B COAL CONVEYOR. | 266CB07BCM | 7B COAL CONVEYOR MOTOR INCLUDES MOTOR AND CONTROLS. *CUTTING AND WELDING PERMIT REQUIRED* **** SEE EQUIPMENT NOTES PAGE 6 **** | MDQ-5 | 1FA5F4 | 5 | EA | 8.6
PETE | 5714374 | 10.535.796 | THYRISTOR, SILICONE CONTROL RECTIFIER (SCR), FOR SOFT START DRIVE MOTOR CONTROL, TOSHIBA 288A TX010AD SERIES SOLID STATE STARTER, USED ON PETE 7B COAL CONVEYOR. | 266CB07BCM | 7B COAL CONVEYOR MOTOR INCLUDES MOTOR AND CONTROLS. *CUTTING AND WELDING PERMIT REQUIRED* **** SEE EQUIPMENT NOTES PAGE 6 **** | 101187 | 2FA6F35 | 6 | EA | 1824.9
PETE | 5714392 | 10.505.579 | TRANSFORMER, CONTROL POWER, (CPT), 4200:120, FOR SOFT START DRIVE MOTOR CONTROL, TOSHIBA 400A JK SERIES SOLID STATE STARTER, USED ON PETE 8A COAL CONVEYOR. | 266CA08ACB | 8A COAL CONVEYOR BELT *** SEE EQUIPMENT NOTES PAGE #6 *** * CUTTING & WELDING PERMIT REQUIRED * BEFORE ARC WELDING WITHIN 100 FEET OF DETECTOR. | PC33240P106 | 2FA6H16 | 1 | EA | 1168.2
PETE | 5714385 | 10.506.793 | BOARD, GATE DRIVE, FOR SOFT START DRIVE MOTOR CONTROL, TOSHIBA 400A JK SERIES SOLID STATE STARTER, USED ON PETE 8A COAL CONVEYOR. | 266CA08ACB | 8A COAL CONVEYOR BELT *** SEE EQUIPMENT NOTES PAGE #6 *** * CUTTING & WELDING PERMIT REQUIRED * BEFORE ARC WELDING WITHIN 100 FEET OF DETECTOR. | 101271 | 2FA6F35 | 1 | EA | 534.6
PETE | 5714387 | 10.526.627 | BOARD, MOV, FOR SOFT START DRIVE MOTOR CONTROL, TOSHIBA 400A JK SERIES SOLID STATE STARTER & JKSSS4, USED ON PETE 8A COAL CONVEYOR & PETE #1 ID FANS. | 266CA08ACB | 8A COAL CONVEYOR BELT *** SEE EQUIPMENT NOTES PAGE #6 *** * CUTTING & WELDING PERMIT REQUIRED * BEFORE ARC WELDING WITHIN 100 FEET OF DETECTOR. | 101173 | 2FA6F31 | 1 | EA | 277.2
PETE | 5714381 | 10.504.207 | HEAT SINK, ASSEMBLY, 200A/4160V, 1-PHASE, CLAMPED SCR'S, CT/TEMP, GATE DRIVE & MOV BOARDS, FOR SOFT START DRIVE MOTOR CONTROL, TOSHIBA 400A JK SERIES SOLID STATE STARTER, USED ON PETE 8A COAL CONVEYOR. | 266CA08ACB | 8A COAL CONVEYOR BELT *** SEE EQUIPMENT NOTES PAGE #6 *** * CUTTING & WELDING PERMIT REQUIRED * BEFORE ARC WELDING WITHIN 100 FEET OF DETECTOR. | 101256 | 4FA53A2 | 1 | EA | 6967
PETE | 5714380 | 10.506.817 | BOARD, PRINTED CIRCUIT, MAIN POWER & CPU BOARD ASSEMBLY W/ METER, FOR SOFT START DRIVE MOTOR CONTROL, TOSHIBA 400A JK SERIES SOLID STATE STARTER, USED ON PETE 8A COAL CONVEYOR & PETE #1 ID FANS. | 266CA08ACB | 8A COAL CONVEYOR BELT *** SEE EQUIPMENT NOTES PAGE #6 *** * CUTTING & WELDING PERMIT REQUIRED * BEFORE ARC WELDING WITHIN 100 FEET OF DETECTOR. | 101286 | 2FA6H17 | 1 | EA | 4238.75
PETE | 5714384 | 10.501.851 | BOARD, CT/TEMP, FOR SOFT START DRIVE MOTOR CONTROL, TOSHIBA 400A JK SERIES SOLID STATE STARTER, USED ON PETE 8A COAL CONVEYOR & PETE #1 ID FANS. | 266CA08ACB | 8A COAL CONVEYOR BELT *** SEE EQUIPMENT NOTES PAGE #6 *** * CUTTING & WELDING PERMIT REQUIRED * BEFORE ARC WELDING WITHIN 100 FEET OF DETECTOR. | 101269 | 2FA6F33 | 1 | EA | 492.8
PETE | 5714383 | 10.533.346 | RELAY, CONTROL, 4A0B, 120VAC, FOR SOFT START DRIVE MOTOR CONTROL, TOSHIBA 400A JK SERIES SOLID STATE STARTER, USED ON PETE 8A COAL CONVEYOR. | 266CA08ACB | 8A COAL CONVEYOR BELT *** SEE EQUIPMENT NOTES PAGE #6 *** * CUTTING & WELDING PERMIT REQUIRED * BEFORE ARC WELDING WITHIN 100 FEET OF DETECTOR. | PC20239P190 | 2FA6F33 | 1 | EA | 23.76
PETE | 5714388 | 10.521.071 | RELAY, CONTROL, 3A1B, 120VAC, FOR SOFT START DRIVE MOTOR CONTROL, TOSHIBA 400A JK SERIES SOLID STATE STARTER, USED ON PETE 8A COAL CONVEYOR. | 266CA08ACB | 8A COAL CONVEYOR BELT *** SEE EQUIPMENT NOTES PAGE #6 *** * CUTTING & WELDING PERMIT REQUIRED * BEFORE ARC WELDING WITHIN 100 FEET OF DETECTOR. | PC20239P200 | 2FA6F33 | 1 | EA | 23.76
PETE | 5714389 | 10.503.967 | FUSE, MAIN POWER, FOR SOFT START DRIVE MOTOR CONTROL, TOSHIBA 400A JK SERIES SOLID STATE STARTER, USED ON PETE 8A COAL CONVEYOR. | 266CA08ACB | 8A COAL CONVEYOR BELT *** SEE EQUIPMENT NOTES PAGE #6 *** * CUTTING & WELDING PERMIT REQUIRED * BEFORE ARC WELDING WITHIN 100 FEET OF DETECTOR. | PC16101P103 | 2FA6H18 | 3 | EA | 498.96
PETE | 5714390 | 10.500.848 | FUSE, PRIMARY, 2E, CONTROL POWER TRANSFORMER (CPT), FOR SOFT START DRIVE MOTOR CONTROL, TOSHIBA 400A JK SERIES SOLID STATE STARTER, USED ON PETE 8A COAL CONVEYOR & PETE #1 ID FANS. | 266CA08ACB | 8A COAL CONVEYOR BELT *** SEE EQUIPMENT NOTES PAGE #6 *** * CUTTING & WELDING PERMIT REQUIRED * BEFORE ARC WELDING WITHIN 100 FEET OF DETECTOR. | PC16109P902 | 2FA6F32 | 2 | EA | 63.36
PETE | 5714391 | 10.517.292 | FUSE, SECONDARY, 5A, CONTROL POWER TRANSFORMER (CPT), FOR SOFT START DRIVE MOTOR CONTROL, TOSHIBA 400A JK SERIES SOLID STATE STARTER, USED ON PETE 8A COAL CONVEYOR. | 266CA08ACB | 8A COAL CONVEYOR BELT *** SEE EQUIPMENT NOTES PAGE #6 *** * CUTTING & WELDING PERMIT REQUIRED * BEFORE ARC WELDING WITHIN 100 FEET OF DETECTOR. | PC26124P050 | 2FA6F32 | 2 | EA | 29.92
PETE | 6908030 | 10.511.891 | TRANSFORMER, CONTROL, 75 VA, PRIMARY VOLTAGE - 240/480, 230/460, 220/440 , SECONDARY VOLTAGE - 120/115/110, 50/60 HZ, PANEL MOUNT. | 266CA08ACM | 8A COAL CONVEYOR MOTOR INCLUDES MOTOR AND CONTROLS. *** SERIALIZED EQUIPMENT SEE NOTES PAGE-6 *** | E075W (SOLA) | 2FA7A35 | 5 | EA | 465.45
PETE | 5714311 | 10.501.733 | DIODE SEPARATOR ASY, 100 AMP, FOR 10 KW MAGNET, DINGS P/N 450-313. | 266CA08AMS | 8A MAGNET BELT **** SEE EQUIPMENT NOTES PAGE 6 **** *CUTTING AND WELDING PERMIT REQUIRED* | 450-313 | 2FA1A3 | 1 | EA | 1564.71
PETE | 5714302 | 10.511.674 | SWITCH, ZERO SPEED, NEMA 9, FOR DINGS MODEL 66 MAGNETIC SEPARATORS, USED ON PETE 8A &3B COAL CONVEYORS. | 266CA08AMM | 8A MAGNET MOTOR **** SEE EQUIPMENT NOTES PAGE #6 **** * CUTTING & WELDING PERMIT REQUIRED * | 9 | 2FA1D8 | 1 | EA | 2394.12
PETE | 1602015 | 10.500.573 | SOCKET, RELAY/TUBE, TYCO/POTTER & BRUMFIELD PART 27E891, 8-PIN, 300VAC-10A, GLASS-FILLED POLYESTER BODY, #6-32 SCREW TERMINALS, SURFACE OR DIN RAIL MOUNT | 266CHCSS8B | 8B COAL CONV. SAMPLER **** SEE EQUIPMENT NOTES PAGE #6 **** * CUTTING & WELDING PERMIT REQUIRED * | 27E891 | 1FA4H8 | 10 | EA | 601.8
PETE | 5606504 | 10.067.219 | SOCKET, RELAY, POTTER & BRUMFIELD PT #27E123, 300 VRMS, 10 AMPS, 11 PIN, SCREW TERMINALS, FOR MULTI-MATIC FIRE SYSTEMS. | 266CHCSS8B | 8B COAL CONV. SAMPLER **** SEE EQUIPMENT NOTES PAGE #6 **** * CUTTING & WELDING PERMIT REQUIRED * | 27E122 | 2FA7E32 | 16 | EA | 128.72
PETE | 5714399 | 10.511.441 | SOFT STARTER FOR TOSHIBA MOTOR, 180-361 AMPERE RATED, 480V, 3 PHASE, USED ON 8B COAL CONVEYOR. | 266CB08BCB | 8B COAL CONVEYOR BELT *** SEE EQUIPMENT NOTES PAGE #6 *** * CUTTING & WELDING PERMIT REQUIRED * BEFORE ARC WELDING WITHIN 100 FEED OF DETECTOR. 8 B CONVEYOR TAKE UP WEIGHT IS 9,000# | TE-361-BP | SB1IC3 | 1 | EA | 3540
PETE | 5513845 | 10.503.127 | ARM, LEVER, FOR SQUARE D CLASS 9007 LIMIT SWITCH, TYPE CR61B2-S9, USED ON PETE A & B SYSTEM COAL CONVEYORS. | 266CA09ATC | 9A TRIPPER CART **** SEE EQUIPMENT NOTES PAGE 6 **** *CUTTING AND WELDING PERMIT REQUIRED* | 9007EA11 | 1FA13D19 | 3 | EA | 95.64
PETE | 5513844 | 10.535.432 | SWITCH, LIMIT, EXPLOSION PROOF, SQUARE D CLASS 9007, SER.-A, TYPE CR61B2-S9, FOR PETE A & B SYSTEM COAL CONVEYORS. | 266CA09ATR | 9A TRIPPER ROPE HAUL **** SEE EQUIPMENT NOTES PAGE 6 **** *CUTTING AND WELDING PERMIT REQUIRED* | 9007CR61B2S9 | 1FA13D20 | 1 | EA | 539.81
PETE | 5617172 | 10.535.968 | TRANSFORMER, CONTROL, 750VA, 460V PRIMARY AND 115V SECONDARY GENERAL ELECTRIC COMPANY TYPE 9T58K0051. | 266CB09BCB | 9B COAL CONVEYOR BELT *** SEE EQUIPMENT NOTES PAGE #6 *** * CUTTING & WELDING PERMIT REQUIRED * 8 B CONVEYOR TAKE UP WEIGHT IS 9,400# | 9T58K0051 | 2FA11G21 | 1 | EA | 160
PETE | 5606511 | 10.533.350 | RELAY, TIME DELAY, 20-200 SEC DELAY, 120V OPERATING VOLTAGE AGASTAT TYPE 7012AE | 266CACN000 | A COAL SYSTEM CONTROLS ***** SEE EQUIPMENT NOTES PAGE 6 ****** * CUTTING AND WELDING PERMIT REQUIRED * | 7012AE | 1FA3B28 | 2 | EA | 374.02
PETE | 5617701 | 10.513.459 | SWITCHING AMPLIFIER, 20..250VAC/20..125VDC, 2 N.0. CONTACTS, USED ON COAL HANDLING SYSTEM A&B. | 266CACN000 | A COAL SYSTEM CONTROLS ***** SEE EQUIPMENT NOTES PAGE 6 ****** * CUTTING AND WELDING PERMIT REQUIRED * | IM12EX-R | 2FA11A13 | 3 | EA | 793.35
PETE | 4901021 | 10.528.318 | DETECTOR, SPOT, FIRE DEVICES INC, MODEL EPB-502, UNIT 1/2 MANUFACTURER PART NO = EPB-502 | 266CHFP00A | A COAL SYSTEM FIRE PROTECTION SYSTEM **** SEE EQUIPMENT NOTES PAGE 6 **** *CUTTING AND WELDING PERMIT REQUIRED* | 515442 | 1FA11H1 | 5 | EA | 1309.85
PETE | 5009644 | 10.516.492 | DIAPHRAGM, VALVE, 2", NATURAL RUBBER, FOR PETE #1 & #2 SCRUBBER MANUAL OPERATED VALVES, ITT MODEL #2833-SS, S/N 9405563-001-003. | 272AA90001 | AAS-900-01 PIPING, WASTE, DISCH. 120-1 SUMP PUMP TO UNIT 2 ABSORBER. | 901 | 2FA8C18 | 2 | EA | 461.2
PETE | 5009452 | 10.505.224 | KIT, SHIM/GASKET, FOR SIDE ENTRY AGITATOR, EKATO MODEL HWL 080-R, S/N 92/5891-0010/0050, USED ON PETE #1 SCRUBBER ABSORBER TOWER. | 272ABA1100 | ABA 121-1 ABS ABSORBER AGITATOR | HWL080-R-100 | SB3E2WALL | 1 | LT | 1025
PETE | 5009449 | 10.505.546 | SEAL, GEARBOX, FOR SIDE ENTRY AGITATOR, REF. #21, EKATO MODEL HWL 080-R, S/N 92/5891-0010/0050, USED ON PETE #1 SCRUBBER ABSORBER TOWER. | 272ABA1100 | ABA 121-1 ABS ABSORBER AGITATOR | HWL080-R-21 | 2FA17E24 | 0 | EA | 0
PETE | 5009464 | 10.530.174 | GASKET, GYLON BLUE, 3504, 90" X 72-1/2" X 3.2MM, FOR SIDE ENTRY AGITATOR, EKATO MODEL HWL 080-R, S/N 92/5891-0010/0050, USED ON PETE #1 SCRUBBER ABSORBER TOWER. | 272ABA1100 | ABA 121-1 ABS ABSORBER AGITATOR | HWL080-R-710 / 10019208 | 2FA17E23 | 6 | EA | 182.4
PETE | 5009465 | 10.508.896 | GASKET, GYLON BLUE, 3504, 30" X 22" X 3.2MM, FOR SIDE ENTRY AGITATOR, EKATO MODEL HWL 080-R, S/N 92/5891-0010/0050, USED ON PETE #1 SCRUBBER ABSORBER TOWER. | 272ABA1100 | ABA 121-1 ABS ABSORBER AGITATOR | HWL080-R-740 / 10002447 | 2FA17E23 | 3 | EA | 69
PETE | 5009483 | 10.521.586 | SEALANT, PIPE THREAD, LOCTITE 567 PST, HI-TEMP, FOR STAINLESS STEEL PIPE, 250 ML TUBE. | 272ABA1100 | ABA 121-1 ABS ABSORBER AGITATOR | 56765 | 1FA9C3 | 8 | TB | 389.48
PETE | 5009980 | 10.518.966 | MOTOR, AGITATOR, 30 HP, 1770 RPM, 480V, 3 PHASE, 30 AMP, SUPER-E SEVERE DUTY USED AT PETE 1 & 2 SCRUBBER. | 272ABA1100 | ABA 121-1 ABS ABSORBER AGITATOR | CECP4104T-M21A | SB1ED5 | 1 | EA | 3104
PETE | 5009469 | 10.534.549 | KIT, SHIM & GASKET, FALK GEARBOX, FOR SIDE ENTRY AGITATOR, REF. #100, EKATO MODEL HWL 100-R, S/N 92/5891-0060/0110, USED ON PETE #2 SCRUBBER ABSORBER TOWER. | 272ABA2100 | ABA 122-1 ABSORBER AGITATOR | HWL100-R-100 | SB3E2D3 | 1 | LT | 408.8
PETE | 5009477 | 10.510.540 | SEAL, MECHANICAL, COMPLETE, FOR SIDE ENTRY AGITATOR, EKATO MODEL HWL 100-R, S/N 92/5891-0060/0110, USED ON PETE #2 SCRUBBER ABSORBER TOWER. | 272ABA2100 | ABA 122-1 ABSORBER AGITATOR | HWL100-R-610 | SB1DB9 | 1 | EA | 12000
PETE | 5009482 | 10.517.851 | GASKET, RING, 7/8" ID X 1-3/16" OD X 1/8", 3504, GYLON BLUE, FOR SIDE ENTRY AGITATOR, EKATO MODEL HWL 100-R, S/N 92/5891-0060/0110, USED ON PETE #2 SCRUBBER ABSORBER TOWER. | 272ABA2100 | ABA 122-1 ABSORBER AGITATOR | HWL100-R-740 | 2FA17E21 | 7 | EA | 14
PETE | 5009481 | 10.530.142 | GASKET, RING, 3.75" ID X 4.3" OD X 1/8", 3504, GYLON BLUE, FOR SIDE ENTRY AGITATOR, EKATO MODEL HWL 100-R, S/N 92/5891-0060/0110, USED ON PETE #2 SCRUBBER ABSORBER TOWER. | 272ABA2100 | ABA 122-1 ABSORBER AGITATOR | HWL100-R-710 | 2FA17E21 | 9 | EA | 162
PETE | 6407378 | 10.509.703 | MOTOR, ELECTRIC-AC, HORSEPOWER- 25, RPM- 1770 NEMA A, 230/460V., 62.4/31.2A.,S.F. 1.0, 3PH, 284T FRAME, TYPE T1KK. | 272AAM1100 | ABA-121-1 ABS ABSORBER AGITATOR * MOTOR. | M9157 | SB1EB5 | 1 | EA | 1385
PETE | 7001124 | 10.513.347 | BEARING, INBOARD, PT #1104461, ITEM #16 DWG. #2878533M (N.D. 3311) FOR PEERLESS CENTRIFUGAL PUMP MODEL #6AF15-B, SER. # 304275, USED AS STATION FIRE PUMP. | 272AAM2100 | ABA-122-1 ABS ABSORBER AGITATOR * MOTOR. | 96667623 | 1FA7E58 | 2 | EA | 68.24
PETE | 5009038 | 10.520.961 | LANTERN RING, PUMP, RESTRICTOR, FOR PETE #1 & #2 SCRUBBER ABSORBER BLEED, SECONDARY HYDROCLONE & SLURRY FEED PUMPS, WARMAN PUMPS MODEL 064EAH RAAJ 5310. | 272ABP1100 | ABP 121-1 ABS ABSORBER BLEED PUMP. (EAST PUMP) | ZRR67520P50 | 2FA14F34 | 2 | EA | 1154.78
PETE | 5009937 | 10.522.243 | SHEAVE, BELT, FOR BEARING HOUSING, USED ON PETE #1 SCRUBBER ABSORBER BLEED PUMPS, 121-1 & 121-2, WARMAN PUMPS MODEL 064EAH RAAJ 5310. | 272ABP1100 | ABP 121-1 ABS ABSORBER BLEED PUMP. (EAST PUMP) | M19RS20720 / 6-5V10.30 | SB1DE5 | 1 | EA | 158.38
PETE | 5009934 | 10.526.890 | BUSHING, DRIVE, SPLIT TAPER, FOR BEARING HOUSING, USED ON PETE #1 SCRUBBER ABSORBER BLEED PUMPS, 121-1 & 121-2, WARMAN PUMPS MODEL 064EAH RAAJ 5310. | 272ABP1100 | ABP 121-1 ABS ABSORBER BLEED PUMP. (EAST PUMP) | M19GX05700 / E X 3 | SB1DE5 | 2 | EA | 79.7
PETE | 5009812 | 10.510.552 | SEAL, MECHANICAL, PUMP, FOR PETE #1 SCRUBBER ABSORBER BLEED, MILL SLURRY & SLURRY TRANSFER PUMPS, WARMAN PUMPS MODEL 064EAH RAAJ. | 272ABP1100 | ABP 121-1 ABS ABSORBER BLEED PUMP. (EAST PUMP) | SLC3-DZ5Z / A2R65666-01 | 2FA11WALL | 2 | EA | 19074.98
PETE | 5009033 | 10.500.444 | BEARING, HOUSING ASSY., FOR WARMAN PUMPS MODELS 064EAH RAAJ 5310 & 064EAH RAAQ 6211, USED ON PETE #1 & #2 SCRUBBER ABSORBER BLEED, MILL SLURRY, SECONDARY HYDROCLONE & SLURRY FEED PUMPS. | 272ABP1100 | ABP 121-1 ABS ABSORBER BLEED PUMP. (EAST PUMP) | E005-XLM |  | 0 | EA | 0
PETE | 5009811 | 10.518.565 | LINER, FRAME PLATE, MECHANICAL SEAL, FOR PETE #1 & #2 SCRUBBER MILL SLURRY PUMPS, WARMAN PUMPS MODEL 6/4 EAH RAAG6211. | 272ABP1100 | ABP 121-1 ABS ABSORBER BLEED PUMP. (EAST PUMP) | E4036-19MR55 | SB1CD5 | 3 | EA | 5145.57
PETE | 5009034 | 10.533.098 | RETAINER, PUMP, GREASE (BEARING ASS'Y) FOR WARMAN PUMPS MODELS 064EAH RAAJ5310 AND 064EAH RAAQ 6211 USED ON ABSORBER BLEED, MILL SLURRY, SEC. HYD. AND SLURRY FEED PUMPS UNIT 1 & 2. | 272ABP1100 | ABP 121-1 ABS ABSORBER BLEED PUMP. (EAST PUMP) | E046G01 | 2FA14B33 | 2 | EA | 237.06
PETE | 5009915 | 10.522.445 | SLEEVE, SHAFT, FOR MECHANICAL SEAL (FLOWSERVE SLC3-DZ5Z), USED ON PETE #1 SCRUBBER ABSORBER BLEED, MILL SLURRY & SLURRY TRANSFER PUMPS, WARMAN PUMPS MODEL 064EAH RAAQ 6211 & 064EAH RAAJ 5310. | 272ABP1100 | ABP 121-1 ABS ABSORBER BLEED PUMP. (EAST PUMP) | E076C26 (4-16-13) | 2FA17C15 | 2 | EA | 3085.18
PETE | 5009027 | 10.526.997 | BOLT, PUMP, GLAND, W/NUT & WASHER FOR WARMAN PUMPS MODELS 064EAH RAAJ 5310AND 064EAH RAAQ 6211 USED ON ABSORBER BLEED, MILL SLURRY, SEC. HYD. AND SLURRY FEED PUMPS UNIT 1 & 2. | 272ABP1100 | ABP 121-1 ABS ABSORBER BLEED PUMP. (EAST PUMP) | E045C23 | 2FA14E49 | 2 | EA | 32.4
PETE | 5009936 | 10.534.112 | SHEAVE, BELT, FOR MOTOR, USED ON PETE #1 SCRUBBER ABSORBER BLEED PUMPS, 121-1 & 121-2, WARMAN PUMPS MODEL 064EAH RAAJ 5310. | 272ABM1100 | ABP 121-1 ABSORBER BLEED PUMP MOTOR | M19RS20760 / 6-5V10.90 | SB1DE5 | 1 | EA | 159.98
PETE | 5009935 | 10.514.584 | BUSHING, DRIVE, SPLIT TAPER, FOR MOTOR, USED ON PETE #1 SCRUBBER ABSORBER BLEED PUMPS, 121-1 & 121-2, WARMAN PUMPS MODEL 064EAH RAAJ 5310. | 272ABM1200 | ABP 121-2 ABSORBER BLEED PUMP MOTOR | M19GX05820 / E X 3-3/8 | SB1DE5 | 2 | EA | 82.44
PETE | 5009277 | 10.530.537 | JOINT, EXPANSION, 9-1/2" ID X 7-1/2" ID X 12" FF, CONCENTRIC TAPER, CHLOROBUTYL / POLYESTER, W/ OVERSIZE FILLED ARCH & SPECIAL DRILLING & A-36 STEEL RETAINING RINGS, FOR PETE #2 SCRUBBER ABSORBER BLEED PUMP SUCTION LINE. | 272ABP2100 | ABP 122-1 ABS ABSORBER BLEED PUMP. (EAST PUMP) | 204 | SB3Q1A3 | 2 | EA | 6329.84
PETE | 5009021 | 10.505.794 | WASHER, PUMP, CLAMP FOR WARMAN PUMPS MODEL 086FAH RAAJ 5310 USED ON ABSORBER BLEED PUMPS UNIT 2 SCRUBBER. | 272ABP2100 | ABP 122-1 ABS ABSORBER BLEED PUMP. (EAST PUMP) | F011E62 | 2FA17F57 | 4 | EA | 148.32
PETE | 5009022 | 10.514.677 | BOLT, PUMP, CLAMP W/NUT FOR WARMAN PUMPS MODEL 086FAH RAAJ 5310 USED ON ABSORBER BLEED PUMPS UNIT 2 SCRUBBER. | 272ABP2100 | ABP 122-1 ABS ABSORBER BLEED PUMP. (EAST PUMP) | F012ME69 | 2FA17D57 | 4 | EA | 459.8
PETE | 5009013 | 10.526.935 | BUSHING, THROAT, FOR PETE #2 SCRUBBER ABSORBER BLEED PUMPS, WARMAN PUMPS MODEL 086FAH RAAJ 5310. | 272ABP2100 | ABP 122-1 ABS ABSORBER BLEED PUMP. (EAST PUMP) | F6083A49 | SB3Q1A3 | 1 | EA | 3618.08
PETE | 5009014 | 10.502.374 | IMPELLER, 6VCG, BACK VANE FILL, FOR MECHANICAL SEAL (FLOWSERVE SLC4-DZ4Z), USED ON PETE #2 SCRUBBER ABSORBER BLEED PUMPS, WARMAN PUMPS MODEL 086FAH RAAJ 5310. | 272ABP2100 | ABP 122-1 ABS ABSORBER BLEED PUMP. (EAST PUMP) | F6058BFA49D | SB3Q1B1 | 2 | EA | 15837.28
PETE | 5009017 | 10.502.470 | SLEEVE, SHAFT, FOR MECHANICAL SEAL (FLOWSERVE SLC4-DZ4Z), USED ON PETE #2 SCRUBBER ABSORBER BLEED PUMPS, WARMAN PUMPS MODEL 086FAH RAAJ 5310. | 272ABP2100 | ABP 122-1 ABS ABSORBER BLEED PUMP. (EAST PUMP) | F424MC26 | 2FA14C21 | 1 | EA | 2803.25
PETE | 5009011 | 10.509.518 | LINER, FRAME PLATE, FOR MECHANICAL SEAL (FLOWSERVE SLC4-DZ4Z), USED ON PETE #2 SCRUBBER ABSORBER BLEED PUMPS, WARMAN PUMPS MODEL 086FAH RAAJ 5310. | 272ABP2100 | ABP 122-1 ABS ABSORBER BLEED PUMP. (EAST PUMP) | F6036MR26 | SB3Q1A2 | 1 | EA | 2746.7
PETE | 5009010 | 10.506.993 | BOLT, W/ LOCKNUT, FOR FRAME PLATE LINER, USED ON PETE #2 SCRUBBER ABSORBER BLEED PUMPS, WARMAN PUMPS MODEL 086FAH RAAJ 5310. | 272ABP2100 | ABP 122-1 ABS ABSORBER BLEED PUMP. (EAST PUMP) | F6026ME62 | 2FA17F60 | 4 | EA | 129.8
PETE | 5009012 | 10.533.631 | RING, INTAKE JOINT, FOR PETE #2 SCRUBBER ABSORBER BLEED PUMPS, WARMAN PUMPS MODEL 086FAH RAAJ 5310. | 272ABP2100 | ABP 122-1 ABS ABSORBER BLEED PUMP. (EAST PUMP) | F6060S01 | 2FA17G30 | 1 | EA | 198.38
PETE | 5009930 | 10.514.583 | BUSHING, DRIVE, SPLIT TAPER, FOR BEARING HOUSING, USED ON PETE #2 SCRUBBER ABSORBER BLEED PUMPS, 122-1 & 122-2, WARMAN PUMPS MODEL 086FAH RAAJ 5310. | 272ABP2100 | ABP 122-1 ABS ABSORBER BLEED PUMP. (EAST PUMP) | M19GX07410 / F X 100MM | SB1DE5 | 2 | EA | 453.44
PETE | 5009018 | 10.519.844 | O-RING, SHAFT, FOR MECHANICAL SEAL (FLOWSERVE SLC4-DZ4Z), USED ON PETE #2 SCRUBBER ABSORBER BLEED PUMPS, WARMAN PUMPS MODEL 086FAH RAAJ 5310. | 272ABP2100 | ABP 122-1 ABS ABSORBER BLEED PUMP. (EAST PUMP) | F109S51 | 2FA17D60 | 2 | EA | 54.3
PETE | 5009799 | 10.533.680 | SEAL, MECHANICAL, SLC4-DZ4Z, FOR PETE #2 SCRUBBER ABSORBER BLEED PUMPS, WARMAN PUMPS MODEL 8/6 FAH RAAJ 5310. | 272ABP2100 | ABP 122-1 ABS ABSORBER BLEED PUMP. (EAST PUMP) | A2R21173-01 | SB3C2A7 | 2 | EA | 17800
PETE | 5009023 | 10.520.672 | ASSEMBLY, PUMP, METRIC BEARING MODULE, FOR PETE #2 SCRUBBER ABSORBER BLEED PUMPS, WARMAN PUMPS MODEL 086FAH RAAJ 5310. | 272ABP2100 | ABP 122-1 ABS ABSORBER BLEED PUMP. (EAST PUMP) | F005MM | SB1AF2 | 2 | EA | 15855.4
PETE | 5009933 | 10.510.757 | SHEAVE, BELT, FOR BEARING HOUSING, 6-5V16.00, USED ON PETE #2 SCRUBBER BLEED PUMPS, DRIVEN SHEAVE. | 272ABP2100 | ABP 122-1 ABS ABSORBER BLEED PUMP. (EAST PUMP) | 455385 | SB1DE5 | 1 | EA | 298.27
PETE | 5009836 | 10.525.968 | BEARING, PUMP, FOR HOUSING ASSY., USED ON PETE #2 SCRUBBER ABSORBER BLEED PUMPS, 122-1 & 122-2, WARMAN PUMPS MODEL 8/6 FAH RAAJ 5310, S/N MDS12005MM & MDS12006MM. | 272ABP2100 | ABP 122-1 ABS ABSORBER BLEED PUMP. (EAST PUMP) | F009 | SB3B1B1 | 4 | EA | 1281.6
PETE | 5009841 | 10.516.273 | COVER, END, PUMP, FOR HOUSING ASSY., USED ON PETE #2 SCRUBBER ABSORBER BLEED PUMPS, 122-1 & 122-2, WARMAN PUMPS MODEL 8/6 FAH RAAJ 5310, S/N MDS12005MM & MDS12006MM. | 272ABP2100 | ABP 122-1 ABS ABSORBER BLEED PUMP. (EAST PUMP) | F024-10D81 | 2FA12I2 | 2 | EA | 777.6
PETE | 5009898 | 10.513.417 | ADAPTER, PUMP, FOR MECHANICAL SEAL (FLOWSERVE SLC4-DZ4Z), USED ON PETE #2 SCRUBBER ABSORBER BLEED PUMPS, 122-1 & 122-2, WARMAN PUMPS MODEL 086FAH RAAJ 5310. | 272ABP2100 | ABP 122-1 ABS ABSORBER BLEED PUMP. (EAST PUMP) | ZSA72002C26 | 4FA55A7 | 1 | EA | 5000.4
PETE | 5009071 | 10.177.676 | BELTS, V-DRIVE, GRIP NOTCH, FOR PETE #1 & #2 SCRUBBER LIMESTONE SLURRY FEED PUMPS, WARMAN PUMPS MODEL 064EAH RAAJ 5310, BROWNING 5VX1250 OR EQUAL. (MATCHED SET OF 4 EA.) | 272ABP2100 | ABP 122-1 ABS ABSORBER BLEED PUMP. (EAST PUMP) | 5VX1250 | SB3M2WALL | 2 | EA | 441.15
PETE | 5009837 | 10.510.780 | SHIM SET, PUMP, FOR BEARING HOUSING ASSY., USED ON PETE #2 SCRUBBER ABSORBER BLEED PUMPS, 122-1 & 122-2, WARMAN PUMPS MODEL 8/6 FAH RAAJ 5310, S/N MDS12005MM & MDS12006MM. | 272ABP2100 | ABP 122-1 ABS ABSORBER BLEED PUMP. (EAST PUMP) | F025P10 | 2FA12C2 | 2 | EA | 174.6
PETE | 5009838 | 10.519.160 | NUT, LOCK, LABYRINTH, FOR BEARING HOUSING ASSY., USED ON PETE #2 SCRUBBER ABSORBER BLEED PUMPS, 122-1 & 122-2, WARMAN PUMPS MODEL 8/6 FAH RAAJ 5310, S/N MDS12005MM & MDS12006MM. | 272ABP2100 | ABP 122-1 ABS ABSORBER BLEED PUMP. (EAST PUMP) | F061E62 | 2FA12C1 | 2 | EA | 293.4
PETE | 5009840 | 10.520.975 | RING, PISTON, PUMP, HOOK STYLE, FOR HOUSING ASSY., USED ON PETE #2 SCRUBBER ABSORBER BLEED PUMPS, 122-1 & 122-2, WARMAN PUMPS MODEL 8/6 FAH RAAJ 5310, S/N MDS12005MM & MDS12006MM. | 272ABP2100 | ABP 122-1 ABS ABSORBER BLEED PUMP. (EAST PUMP) | F108HG01 | 2FA12C4 | 8 | EA | 187.2
PETE | 5009842 | 10.504.960 | RETAINER, PUMP, FOR HOUSING ASSY., USED ON PETE #2 SCRUBBER ABSORBER BLEED PUMPS, 122-1 & 122-2, WARMAN PUMPS MODEL 8/6 FAH RAAJ 5310, S/N MDS12005MM & MDS12006MM. | 272ABP2100 | ABP 122-1 ABS ABSORBER BLEED PUMP. (EAST PUMP) | F046G01 | 2FA12C6 | 2 | EA | 333
PETE | 5009843 | 10.518.351 | LABYRINTH, PUMP, FOR HOUSING ASSY., USED ON PETE #2 SCRUBBER ABSORBER BLEED PUMPS, 122-1 & 122-2, WARMAN PUMPS MODEL 8/6 FAH RAAJ 5310, S/N MDS12005MM & MDS12006MM. | 272ABP2100 | ABP 122-1 ABS ABSORBER BLEED PUMP. (EAST PUMP) | F062-10D81 | 2FA12C5 | 2 | EA | 538.2
PETE | 5009932 | 10.522.242 | SHEAVE, BELT, FOR MOTOR, USED ON PETE #2 SCRUBBER ABSORBER BLEED PUMPS, 122-1 & 122-2, WARMAN PUMPS MODEL 086FAH RAAJ 5310. | 272ABM2100 | ABP 122-1 ABSORBER BLEED PUMP MOTOR | M19RS10860 / 6-5V13.20 | SB1DE5 | 1 | EA | 200.38
PETE | 5009931 | 10.503.400 | BUSHING, DRIVE, SPLIT TAPER, FOR MOTOR, USED ON PETE #2 SCRUBBER ABSORBER BLEED PUMPS, 122-1 & 122-2, WARMAN PUMPS MODEL 086FAH RAAJ 5310. | 272ABM2100 | ABP 122-1 ABSORBER BLEED PUMP MOTOR | M19GX06940 / F X 3-3/8 | SB1DE5 | 3 | EA | 230.61
PETE | 5009072 | 10.525.932 | BELTS, V-DRIVE, 5VX1500 GRIP NOTCH, FOR PETE #1 & #2 SCRUBBER ABSORBER BLEED PUMPS, WARMAN PUMPS MODEL 086FAH RAAJ 5310. (MATCHED SET OF 5 EA.) | 272ABP2200 | ABP 122-2 ABS ABSORBER BLEED PUMP. (WEST PUMP) | 5VX1500/SET OF 5 | SB3M2WALL | 1 | ST | 297.8
PETE | 5009785 | 10.508.577 | GASKET, TOWER, RUBBER, 58" X 1/4" THICK, D-SHAPED, CLEAN-OUT DOOR {LARGE}, DIAPHRAGM REINFORCED, W/ 52 - 1-1/8" HOLES, FOR PETE #1 & #2 SCRUBBER ABSORBER TOWERS. | 272ABS1100 | ABS 121-1 ABSORBER TOWER *** CONFINED SPACE ENTRY *** *** SEE NOTES PAGE 6 *** | 3205-115-ABSC | SB3B2A4 | 1 | EA | 415.7
PETE | 5009645 | 10.529.927 | GEARBOX, W/ MOTOR & BASEPLATE, 86.5:1 RATIO W/ OUTPUT SHAFT, 7.5 HP MOTOR, INPUT RPM 1800, OUTPUT RPM 20, FOR PETE #1 & #2 GYPSUM RETURN WATER TANKS, PHILADELPHIA MIXER MODEL 3857M-PTO. | 272ABS1100 | ABS 121-1 ABSORBER TOWER *** CONFINED SPACE ENTRY *** *** SEE NOTES PAGE 6 *** | 3857M-PTO |  | 0 | EA | 0
PETE | 5009646 | 10.516.494 | DIAPHRAGM, VALVE, 3", NATURAL RUBBER, FOR PETE #1 & #2 SCRUBBER MANUAL OPERATED VALVES, MODEL NO. 030-2833-053-OSS, S/N 9502228-001-010. | 272ABS1100 | ABS 121-1 ABSORBER TOWER *** CONFINED SPACE ENTRY *** *** SEE NOTES PAGE 6 *** | 1271 | 2FA8H4 | 2 | EA | 1014.8
PETE | 5009789 | 10.530.173 | GASKET, TOWER, RUBBER, 17-3/4" X 30-1/4" X 1/4" THICK, D-SHAPED, CLEAN-OUT DOOR, DIAPHRAGM REINFORCED, W/ 30 - 7/8" HOLES, FOR PETE #1 SCRUBBER ABSORBER TOWER. | 272ABS1100 | ABS 121-1 ABSORBER TOWER *** CONFINED SPACE ENTRY *** *** SEE NOTES PAGE 6 *** | 3205-115-ABSTC1 | SB3B1A4 | 1 | EA | 142.17
PETE | 5009156 | 10.533.978 | SEAL RING | 272ABS1100 | ABS 121-1 ABSORBER TOWER *** CONFINED SPACE ENTRY *** *** SEE NOTES PAGE 6 *** | D122-19R55 | SB3C1B7 | 1 | EA | 218.97
PETE | 5009783 | 10.500.866 | GASKET, TOWER, RUBBER, 30-1/2" DIA. X 1/4" THICK, MANWAY, DIAPHRAGM REINFORCED, W/ 42 - 7/8" HOLES, FOR PETE #1 & #2 SCRUBBER ABSORBER TOWERS. | 272ABS1100 | ABS 121-1 ABSORBER TOWER *** CONFINED SPACE ENTRY *** *** SEE NOTES PAGE 6 *** | 3205-115-39-3050-ABSM | SB3B1A4 | 1 | EA | 176.1
PETE | 5009790 | 10.517.882 | GASKET, TOWER, RUBBER, 17-5/8" X 28-1/2" X 1/4" THICK, D-SHAPED, CLEAN-OUT DOOR, DIAPHRAGM REINFORCED, W/ 30 - 7/8" HOLES, FOR PETE #2 SCRUBBER ABSORBER TOWER. | 272ABS2100 | ABS 122-1 ABSORBER TOWER *** CONFINED SPACE ENTRY *** *** SEE NOTES PAGE 6 *** | EP-09S28X40D-SHAPE | SB3B1A4 | 1 | EA | 90.85
PETE | 5009284 | 10.508.954 | JOINT, EXPANSION, 42" X 12" FF, 150#, GARLOCK STYLE 204HP, W/ CHLOROBUTYL / POLYESTER BODY & NATURAL GUM RUBBER TUBE 45D, FOR CONNECTION JOINTS, USED ON PETE #1 & #2 SCRUBBER RECYCLE PUMP DISCHARGE & ABSORBER SPRAY HEADER. | 272AB20006 | ABS-200-06 PIPING, SLURRY, DISCHARGE, RCP-121-1 ABSORBER RECYCLE PUMP. (42" LINE) ( LEVEL 5 ) | 204HP | SB1CC10 | 1 | EA | 3978
PETE | 5015768 | 10.518.633 | JOINT, EXPANSION, DISCHARGE, 29" X 25 5/8" X 11", FF STYLE 1000, CONCENTRIC TAPER, NATURAL RUBBER TUBE, NEO COVER, POLY REINFORCED, SINGLE WIDE OPEN ARCH W/SPECIAL DRILLED FLANGES, USED ON PETE 1&2 FGD RECYCLE PUMPS DISCHARGE. | 272AB20006 | ABS-200-06 PIPING, SLURRY, DISCHARGE, RCP-121-1 ABSORBER RECYCLE PUMP. (42" LINE) ( LEVEL 5 ) |  | SB3K1B6 | 1 | EA | 4250.92
PETE | 5009981 | 10.502.268 | REDUCER, DISCH PIPING, ABSORBER RECYCLE PPS, DISCH PIPING, TO BOLT ONTO 30" KGA CLARKSON VLV TO 42" ANSI, 125 LB, FLANGE EXISTING PIPING, C276 HASTELLOY 1/2" CONE, C276 HASTELLOY FITTINGS, A36 FLGS, 7B STUDS, GRADE 8 BOLTS, DMI DWG 140020. | 272AB20006 | ABS-200-06 PIPING, SLURRY, DISCHARGE, RCP-121-1 ABSORBER RECYCLE PUMP. (42" LINE) ( LEVEL 5 ) |  | SB5B3 | 1 | EA | 20957.82
PETE | 5225238 | 10.509.984 | PUMP, FLYGT MODEL NP3153.185, CI CONST W/HARD IRON, 466 IMP, 4" DISCH, 12 HP, 50 FT POWER CABLE, W/FLS, TC/TC UPPER & LOWER SEAL, EQ. #9PMP-OWW005A/B | 245OWWFSPA | ABW FILTER BACKWASH SUMP PUMP "A". INCLUDES PUMP/MOTOR, CONTROLS, VALVES AND PIPING. FED FROM WWTP 480V MCC4 POSITION 10H 100 AMP BREAKER. | 9PMP-OWW005A/B |  | 0 | EA | 0
PETE | 5225239 | 10.532.973 | PUMP, FLYGT MODEL NP3153.185, CI CONST W/HARD IRON, 274 IMP, 3" DISCH, 23 HP, 50 FT POWER CABLE, W/FLS, TC/TC UPPER & LOWER SEAL, EQ. #9PMP-OWW004A/B | 245OWWERPA | ABW FILTER EFFLUENT RECYCLE PUMP "A". INCLUDES PUMP/MOTOR, CONTROLS, VALVES AND PIPING. FED FROM WWTP 480V MCC1 POSITION 07L 50 AMP BREAKER. | 9PMP-OWW004A/B |  | 0 | EA | 0
PETE | 5205301 | 10.516.535 | FIELD MOUNT MAGNETIC FLOW METER TRANSMITTER, OWW OUTFALL PIPE FLOW TRANSMITTER | 245OWWMFET | ABW FILTER EFFLUENT RECYCLE PUMP TROUGH, INCLUDES, CONTROLS, VALVES AND PIPING. FED FROM WWTP 480V MCC1 POSITION 07L 50 AMP BREAKER. | 8712EMR1A1N5M4Q4 | 2FA58B1 | 1 | EA | 3023.64
PETE | 5205290 | 10.508.201 | FLANGED MAGNETIC FLOW METER SENSOR, 24", OWW OUTFALL PIPE FLOW ELEMENT/SENSOR | 245OWWMFET | ABW FILTER EFFLUENT RECYCLE PUMP TROUGH, INCLUDES, CONTROLS, VALVES AND PIPING. FED FROM WWTP 480V MCC1 POSITION 07L 50 AMP BREAKER. | 8705THE240C1W0N0R05Q4Q8 | SB1CF3 | 1 | EA | 39823.84
PETE | 5205291 | 10.516.730 | FLANGED MAGNETIC FLOW METER SENSOR, 20", OWW OUTFALL PIPE FLOW ELEMENT/SENSOR | 245OWWMFET | ABW FILTER EFFLUENT RECYCLE PUMP TROUGH, INCLUDES, CONTROLS, VALVES AND PIPING. FED FROM WWTP 480V MCC1 POSITION 07L 50 AMP BREAKER. | 8705THE200C1W0N0R05Q4Q8 | SB1CF3 | 1 | EA | 31337.52
PETE | 5009497 | 10.507.049 | BELT, V-DRIVE, SUPER GRIP, FOR PETE #1 & #2 SCRUBBER ABSORBER EXHAUST FANS, AEF-120-8 / 120-11, GOODYEAR A30 OR EQUAL. | 272AEF0800 | AEF-120-08 HVC ABSORBER BUILDING EXHAUST FAN * | AX30 | 2FA15D32 | 11 | EA | 39.71
PETE | 6407478 | 10.531.621 | MOTOR, ELECTRIC-AC, HORSEPOWER- 10, RPM- 1755 FRAME- 215T, 230/460 VOLTS, 27/13.5 AMPS, 3 PHASE, 60 HZ,TYPE P,INS CLASS F,SERVICE FACTOR 1.15,CONT DUTY, | 272AEF0100 | AEF-120-1 HVC ABSORBER BUILDING EXHAUST FAN * | M3714T | SB1EB7 | 2 | EA | 1588.82
PETE | 5009500 | 10.514.025 | BELT, V-DRIVE, GRIPNOTCH, FOR PETE #1 & #2 SCRUBBER ABSORBER EXHAUST FANS, 120-1 THRU 120-7. (MATCHED SET OF 2 EA.) | 272AEF0100 | AEF-120-1 HVC ABSORBER BUILDING EXHAUST FAN * | BX93 | 2FA14B29 | 2 | ST | 60.68
PETE | 5009496 | 10.514.027 | BELT, V-DRIVE, SUPER GRIPBELT, BROWNING MFG. #A26, USED ON ABSORBER EXHAUST FANS AEF-120-12 THRU 15 UNIT 1 & 2 SCRUBBER. | 272AEF1200 | AEF-120-12 HVC ABSORBER BUILDING EXHAUST FAN * | A26 | 2FA15D31 | 4 | EA | 10.08
PETE | 6407473 | 10.518.960 | MOTOR, ELECTRIC-AC, 3/4 HP, 1725 RPM, 480 VOLTS, 3-PHASE, 60HZ, TEFC, RIDGID BASE, NEMA 56C FRAME. | 272AEF1400 | AEF-120-14 HVC ABSORBER BUILDING EXHAUST FAN * (PROCESS WATER BUILDING) | CM3542 | 4FA51A9 | 1 | EA | 202.01
PETE | 5009998 | 10.525.929 | BELT, V-DRIVE, FOR EXHAUST FAN. | 272AEF1400 | AEF-120-14 HVC ABSORBER BUILDING EXHAUST FAN * (PROCESS WATER BUILDING) | 4L270K | 2FA14B31 | 2 | EA | 11.2
PETE | 5009498 | 10.525.938 | BELT, V-DRIVE, SUPER GRIPBELT, FOR PETE #1 & #2 DEWATERING EXHAUST FANS, DEF-120-1, -2, -3 & -4. | 272AEF1500 | AEF-120-15 HVC ABSORBER BUILDING EXHAUST FAN * | A32 | 2FA14B30 | 3 | EA | 10.2
PETE | 5205276 | 10.517.900 | GAUGE, 4 1/2", 1279, RS, 1/2" NPT LOWER, RANGE 0-300 PSI | 245ACAD01A | AIR DRYER, DESSICANT HEATLESS WITH PREFILTER AND AFTER FILTER. | 45 1279 RS 04L 0/300PSI | 2FA22B23 | 1 | EA | 104.95
PETE | 5009112 | 10.509.421 | NUT, CAP, NEOPRENE, 1/2"-13 UNC, FOR PETE #1 & #2 SCRUBBER LIMESTONE & DEWATERING SUMP PUMPS, GALIGHER PUMPS MODEL 4SR4-5100 X 72. | 272ASP0100 | ASP 120-1 ABSORBER AREA SUMP PUMP EAST SIDE OF 120-1 ABSORBER TANK | 24022 | 2FA14F22 | 4 | EA | 80.52
PETE | 5009099 | 10.519.171 | NUT, CAP, NEOPRENE, 3/8"-16 UNC, FOR PETE #1 & #2 SCRUBBER LIMESTONE & DEWATERING SUMP PUMPS, GALIGHER PUMPS MODELS 2SR3-5100 X 72, 3SR4-5100 X 72 & 4SR4-5100 X 72. | 272ASP0100 | ASP 120-1 ABSORBER AREA SUMP PUMP EAST SIDE OF 120-1 ABSORBER TANK | 25131 | 2FA14E24 | 6 | EA | 142.53
PETE | 5009103 | 10.521.182 | SCREEN, PUMP, 4"- 5000, NEOPRENE, FOR PETE #1 & #2 SCRUBBER LIMESTONE & DEWATERING SUMP PUMPS, GALIGHER PUMPS MODELS, 3SR4-5100 X 72 & 4SR4-5100 X 72. | 272ASP0100 | ASP 120-1 ABSORBER AREA SUMP PUMP EAST SIDE OF 120-1 ABSORBER TANK | 24985 | SB3C1A2 | 1 | EA | 311.56
PETE | 5009107 | 10.536.721 | WASHER, TEFLON, IMPELLER, FOR PETE #1 & #2 SCRUBBER LIMESTONE & DEWATERING SUMP PUMPS, GALIGHER PUMPS MODELS, 3SR4-5100 X 72 & 4SR4-5100 X 72. | 272ASP0100 | ASP 120-1 ABSORBER AREA SUMP PUMP EAST SIDE OF 120-1 ABSORBER TANK | 24369 | 2FA14F22 | 1 | EA | 28.93
PETE | 5009108 | 10.530.792 | IMPELLER, PUMP, 4"- 5000, NATURAL RUBBER, FOR PETE #1 & #2 SCRUBBER LIMESTONE PREP & PETE DEWATERING TANK SUMP PUMPS, GALIGHER PUMPS MODELS, 4SR4-5100 X 72. | 272ASP0100 | ASP 120-1 ABSORBER AREA SUMP PUMP EAST SIDE OF 120-1 ABSORBER TANK | 21166 | SB3C1A2 | 1 | EA | 2028.6
PETE | 5009110 | 10.507.773 | COVER, PLATE, 4"- 5000, NATURAL RUBBER, FOR PETE #1 & #2 SCRUBBER LIMESTONE PREP & PETE DEWATERING TANK SUMP PUMPS, GALIGHER PUMPS MODEL 4SR4-5100 X 72. | 272ASP0100 | ASP 120-1 ABSORBER AREA SUMP PUMP EAST SIDE OF 120-1 ABSORBER TANK | 21441 | SB1CB1 | 1 | EA | 3927.45
PETE | 5009129 | 10.177.738 | O-RING, PUMP, PARKER 2-363 NITRILE, FOR PETE #1 & #2 SCRUBBER LIMESTONE & DEWATERING SUMP PUMPS, GALIGHER PUMPS MODELS, 3SR4-5100 X 72 & 4SR4-5100 X 72. | 272ASP0100 | ASP 120-1 ABSORBER AREA SUMP PUMP EAST SIDE OF 120-1 ABSORBER TANK | 05650 | 2FA14E18 | 5 | EA | 24.05
PETE | 5009130 | 10.177.740 | SEAL, LIP, CHECKSEAL 9155-0095, FOR PETE #1 & #2 SCRUBBER LIMESTONE & DEWATERING SUMP PUMPS, GALIGHER PUMPS MODELS, 3SR4-5100 X 72 & 4SR4-5100 X 72. | 272ASP0100 | ASP 120-1 ABSORBER AREA SUMP PUMP EAST SIDE OF 120-1 ABSORBER TANK | 05652 | 2FA14E18 | 2 | EA | 156.76
PETE | 5009133 | 10.177.747 | O-RING, PUMP, PARKER 2-264, FOR PETE #1 & #2 SCRUBBER LIMESTONE & DEWATERING SUMP PUMPS, GALIGHER PUMPS MODELS, 3SR4-5100 X 72 & 4SR4-5100 X 72. | 272ASP0100 | ASP 120-1 ABSORBER AREA SUMP PUMP EAST SIDE OF 120-1 ABSORBER TANK | 09013 | 2FA14F19 | 1 | EA | 5.08
PETE | 5009111 | 10.527.632 | CASING, PUMP, PLATE, 4"- 5000, NATURAL RUBBER, FOR PETE #1 & #2 SCRUBBER LIMESTONE & DEWATERING SUMP PUMPS, GALIGHER PUMPS MODEL 4SR4-5100 X 72. | 272ASP0100 | ASP 120-1 ABSORBER AREA SUMP PUMP EAST SIDE OF 120-1 ABSORBER TANK | 48866 | SB1CB1 | 1 | EA | 3699.76
PETE | 5009114 | 10.177.736 | BEARING, PUMP, TAPER ROLLER, FOR PETE #1 & #2 SCRUBBER LIMESTONE & DEWATERING SUMP PUMPS, GALIGHER PUMPS MODELS, 3SR4-5100 X 72 & 4SR4-5100 X 72. | 272ASP0100 | ASP 120-1 ABSORBER AREA SUMP PUMP EAST SIDE OF 120-1 ABSORBER TANK | 05186 | 2FA14C33 | 2 | EA | 1115.46
PETE | 5009116 | 10.177.742 | BEARING, PUMP, CYLINDRICAL ROLLER, FOR PETE #1 & #2 SCRUBBER LIMESTONE & DEWATERING SUMP PUMPS, GALIGHER PUMPS MODELS, 3SR4-5100 X 72 & 4SR4-5100 X 72. | 272ASP0100 | ASP 120-1 ABSORBER AREA SUMP PUMP EAST SIDE OF 120-1 ABSORBER TANK | 05653 | 2FA14C35 | 2 | EA | 1537.88
PETE | 5009131 | 10.177.744 | SEAL, LIP, CHECKSEAL 9155-0100, FOR PETE #1 & #2 SCRUBBER LIMESTONE & DEWATERING SUMP PUMPS, GALIGHER PUMPS MODELS, 3SR4-5100 X 72 & 4SR4-5100 X 72. | 272ASP0100 | ASP 120-1 ABSORBER AREA SUMP PUMP EAST SIDE OF 120-1 ABSORBER TANK | 05654 | 2FA16F17 | 2 | EA | 27.14
PETE | 5009132 | 10.177.746 | SEAL, PUMP, LIP, FOR PETE #1 & #2 SCRUBBER LIMESTONE & DEWATERING SUMP PUMPS, GALIGHER PUMPS MODELS, 3SR4-5100 X 72 & 4SR4-5100 X 72. | 272ASP0100 | ASP 120-1 ABSORBER AREA SUMP PUMP EAST SIDE OF 120-1 ABSORBER TANK | 05655 | 2FA14F14 | 2 | EA | 21.89
PETE | 5009134 | 10.177.748 | V-RING, PUMP, FORSHEDA V-65A, FOR PETE #1 & #2 SCRUBBER LIMESTONE & DEWATERING SUMP PUMPS, GALIGHER PUMPS MODELS, 3SR4-5100 X 72 & 4SR4-5100 X 72. | 272ASP0100 | ASP 120-1 ABSORBER AREA SUMP PUMP EAST SIDE OF 120-1 ABSORBER TANK | 05656 | 2FA14F23 | 2 | EA | 50.57
PETE | 5009109 | 10.533.454 | SCREEN, PUMP, LOWER, 4"- 100, NEOPRENE, FOR PETE #1 & #2 SCRUBBER ABSORBER & DEWATERING SUMP PUMPS, GALIGHER PUMPS MODEL 4SR4-5100 X 72. | 272ASP0100 | ASP 120-1 ABSORBER AREA SUMP PUMP EAST SIDE OF 120-1 ABSORBER TANK | 28258 | SB3C1A2 | 1 | EA | 738.47
PETE | 5205133 | 10.525.899 | BELLEVILLE WASHER, FOR AUX BOILER | 245SLA0ABS | AUXILIARY BOILER SKID. 9SKD-SLA001. | 20810068 | 2FA25G74 | 2 | EA | 42
PETE | 5205316 | 10.506.410 | AUX BOILER PRESSURE TRANSMITTER | 245SLA0ABS | AUXILIARY BOILER SKID. 9SKD-SLA001. | 3051TG2A2B21A | 2FA58B2 | 1 | EA | 1920.85
PETE | 5205126 | 10.519.523 | OUTER INSULATOR GASKET, FOR AUX BOILER | 245SLA0ABS | AUXILIARY BOILER SKID. 9SKD-SLA001. | 20810147-02 | 2FA25G73 | 1 | EA | 12
PETE | 5205127 | 10.530.838 | INNER INSULATOR GASKET, FOR AUX BOILER | 245SLA0ABS | AUXILIARY BOILER SKID. 9SKD-SLA001. | 20810147-05 | 2FA25G73 | 1 | EA | 27
PETE | 5205128 | 10.523.130 | THRU INSULATOR GASKET, FOR AUX BOILER | 245SLA0ABS | AUXILIARY BOILER SKID. 9SKD-SLA001. | 20810147-03 | 2FA25G73 | 1 | EA | 8
PETE | 5205129 | 10.501.939 | HEADER GASKET, FOR AUX BOILER | 245SLA0ABS | AUXILIARY BOILER SKID. 9SKD-SLA001. | 20810165-02 | 2FA10B | 1 | EA | 128
PETE | 5205130 | 10.530.062 | HANDHOLE GASKET, 14 X 18, FOR AUX BOILER | 245SLA0ABS | AUXILIARY BOILER SKID. 9SKD-SLA001. | 40410980-01 | 4FA70H2 | 2 | EA | 202
PETE | 5205131 | 10.532.205 | OUTER SPRING, FOR AUX BOILER | 245SLA0ABS | AUXILIARY BOILER SKID. 9SKD-SLA001. | 44910972 | 2FA25G74 | 3 | EA | 63
PETE | 5205132 | 10.504.692 | INNER SPRING, FOR AUX BOILER | 245SLA0ABS | AUXILIARY BOILER SKID. 9SKD-SLA001. | 44910973 | 2FA25G74 | 1 | EA | 21
PETE | 5205134 | 10.518.289 | HEX NUT - 1-1/2", FOR AUX BOILER | 245SLA0ABS | AUXILIARY BOILER SKID. 9SKD-SLA001. | 44991682 | 2FA25G74 | 1 | EA | 19
PETE | 5205135 | 10.530.515 | JAM HEX NUT, 1-1/2", FOR AUX BOILER | 245SLA0ABS | AUXILIARY BOILER SKID. 9SKD-SLA001. | 44991682-01 | 2FA25G72 | 1 | EA | 14
PETE | 5617019 | 10.529.108 | FUSE, CARTRIDGE, FERRULE, 30 A, 250 V, SEMI-CONDUCTOR, 9/16" X 2", BUSS KAB-30 OR EQUAL. | 266CBCN000 | B COAL SYSTEM CONTROLS ***** SEE EQUIPMENT NOTES PAGE 6 ****** * CUTTING AND WELDING PERMIT REQUIRED * | KAB-30 | 1FA5D4 | 11 | EA | 57.2
PETE | 4004108 | 10.520.417 | PLUG, STRAIGHT, MALE, 15A/125V, 3-WIRE GROUNDING TYPE. | 266CBCN000 | B COAL SYSTEM CONTROLS ***** SEE EQUIPMENT NOTES PAGE 6 ****** * CUTTING AND WELDING PERMIT REQUIRED * | HBL5965VY | 1FA5I17 | 23 | EA | 263.19
PETE | 4004319 | 10.500.190 | PLUG, STRAIGHT, FEMALE, 15A/125V, 3-WIRE GROUNDING TYPE. | 266CBCN000 | B COAL SYSTEM CONTROLS ***** SEE EQUIPMENT NOTES PAGE 6 ****** * CUTTING AND WELDING PERMIT REQUIRED * | 5969Y | 1FA5I16 | 19 | EA | 383.67
PETE | 6407920 | 10.529.128 | FUSE, CARTRIDGE BUSSMAN TYPE KLM FUSE 10A, FAST ACTING. | 266CBCN000 | B COAL SYSTEM CONTROLS ***** SEE EQUIPMENT NOTES PAGE 6 ****** * CUTTING AND WELDING PERMIT REQUIRED * | KTK-10 | 1FA5E9 | 18 | EA | 151.56
PETE | 5009820 | 10.531.809 | NUT, HEX, 1/2"-13, 316 SS, FOR PETE #1 & #2 SCRUBBER FLUE GAS PATH EXPANSION JOINTS. (100 / PK) | 272BFD1100 | BFD 121-1 GUILLOTINE DAMPER, INLET TO ABS 121-1 ABSORBER. |  | 1FA15E13 | 24 | PQ | 1222.32
PETE | 5009821 | 10.536.335 | WASHER, FLAT, 1/2", 316 SS, FOR PETE #1 & #2 SCRUBBER FLUE GAS PATH EXPANSION JOINTS. (100 / PK) | 272BFD1100 | BFD 121-1 GUILLOTINE DAMPER, INLET TO ABS 121-1 ABSORBER. |  | 1FA15F7 | 13 | PQ | 312.39
PETE | 5009822 | 10.524.389 | WASHER, LOCK, 1/2", SPLIT, 316 SS, FOR PETE #1 & #2 SCRUBBER FLUE GAS PATH EXPANSION JOINTS. (100 / PK) | 272BFD1100 | BFD 121-1 GUILLOTINE DAMPER, INLET TO ABS 121-1 ABSORBER. |  | 1FA15C10 | 15 | PQ | 299.02
PETE | 5009829 | 10.533.982 | SEAL, DAMPER, INTERNAL, FOR PETE #1 SCRUBBER ABSORBER INLET GUILLOTINE DAMPER 121-1, DWG. #AC-3892-1. (NOTE: SET TO CONSIST OF 16 PCS.{8 LONG & 8 SHORT} 24 GA. FORMED SWEEP SEALS, HASTELLOY C-22/276 MATERIAL) | 272BFD1100 | BFD 121-1 GUILLOTINE DAMPER, INLET TO ABS 121-1 ABSORBER. | DCA-IPLU1-IS | SB5C2D | 1 | ST | 10865
PETE | 5009830 | 10.505.481 | SEAL, DAMPER, AMBIENT, FOR PETE #1 SCRUBBER ABSORBER INLET GUILLOTINE DAMPER 121-1, DWG. #AC-3892-1. (NOTE: SET TO CONSIST OF 4 PCS.{2 LONG & 2 SHORT} 24 GA. FORMED SWEEP SEALS, HASTELLOY C-22/276 MATERIAL) | 272BFD1100 | BFD 121-1 GUILLOTINE DAMPER, INLET TO ABS 121-1 ABSORBER. | DCA-IPLU1-AS | SB5C2D | 1 | ST | 2965
PETE | 5009831 | 10.521.559 | SEAL, DAMPER, RE-ENTRY, FOR PETE #1 SCRUBBER ABSORBER INLET GUILLOTINE DAMPER 121-1, DWG. #AC-3892-1. (NOTE: SET TO CONSIST OF 10 PCS.{6 @ 48" & 4 @ 29-3/4" LONG} 20 GA. FORMED ENTRY GUIDES, HASTELLOY C-22/276 MATERIAL) | 272BFD1100 | BFD 121-1 GUILLOTINE DAMPER, INLET TO ABS 121-1 ABSORBER. | DCA-IPLU1-RE | SB5C2D | 1 | ST | 8052.85
PETE | 5009833 | 10.510.615 | SEAL, DAMPER, AMBIENT, FOR PETE #2 SCRUBBER ABSORBER INLET GUILLOTINE DAMPERS 122-1 & 122-2, DWG. #AC-3892-2. (NOTE: SET TO CONSIST OF 4 PCS.{2 LONG & 2 SHORT} 24 GA. FORMED SWEEP SEALS, HASTELLOY C-22/276 MATERIAL) | 272BFD2100 | BFD 122-1 GUILLOTINE DAMPER, INLET TO ABS 122-1 ABSORBER. | DCA-IPLU2-AS | SB5C2D | 2 | ST | 7300
PETE | 5009834 | 10.517.755 | GUIDE, DAMPER, RE-ENTRY, FOR PETE #2 SCRUBBER ABSORBER INLET GUILLOTINE DAMPERS 122-1 & 122-2, DWG. #AC-3892-2. (NOTE: SET TO CONSIST OF 10 PCS.{6 @ 48" & 4 @ 38" LONG} 20 GA. FORMED ENTRY GUIDES, HASTELLOY C-22/276 MATERIAL) | 272BFD2100 | BFD 122-1 GUILLOTINE DAMPER, INLET TO ABS 122-1 ABSORBER. | DCA-IPLU2-RE | SB5C2FLOOR | 2 | ST | 16950
PETE | 5009832 | 10.521.311 | SEAL, DAMPER, INTERNAL, FOR PETE #2 SCRUBBER ABSORBER INLET GUILLOTINE DAMPERS 122-1 & 122-2, DWG. #AC-3892-2. (NOTE: SET TO CONSIST OF 16 PCS.{8 LONG & 8 SHORT} 24 GA. FORMED SWEEP SEALS, HASTELLOY C-22/276 MATERIAL) | 272BFD2100 | BFD 122-1 GUILLOTINE DAMPER, INLET TO ABS 122-1 ABSORBER. | DCA-IPLU2-IS | SB5C2D | 0 | ST | 0
PETE | 5009087 | 10.507.499 | BUSHING, FAN, UPPER INLET VANE CONTROLS, MODELS 1306001Z9 & 1206002Z9 USEDON BOOSTER FANS UNIT 1 & 2 SCRUBBER. | 272BFN1100 | BFN 121-1 SO2 BOOSTER FAN *** CONFINED SPACE ENTRY *** *** SEE NOTES PAGE 6 *** | 1594B04H001 | 2FA17B40 | 24 | EA | 912
PETE | 5009088 | 10.514.526 | BUSHING, FAN, LOWER INLET VANE CONTROLS MODELS 1306001Z9 & 1206002Z9 USED ON BOOSTER FANS UNIT 1 & 2 SCRUBBER. | 272BFN1100 | BFN 121-1 SO2 BOOSTER FAN *** CONFINED SPACE ENTRY *** *** SEE NOTES PAGE 6 *** | 1594B04H002 | 2FA17B39 | 24 | EA | 912
PETE | 5009090 | 10.525.446 | ASSEMBLY, FAN, SHAFT SEAL, MODELS 1306001Z9 & 1306002Z9 USED ON BOOSTER FANS UNIT 1 & 2 SCRUBBER. | 272BFN1100 | BFN 121-1 SO2 BOOSTER FAN *** CONFINED SPACE ENTRY *** *** SEE NOTES PAGE 6 *** | 2294C50G018 | SB3E2D2 | 2 | EA | 2400
PETE | 5009092 | 10.528.932 | FILTER, FAN, SPIN-ON CANS, FOR PETE #1 & #2 SCRUBBER BOOSTER FAN LUBE OIL SYSTEMS, MODELS 1306001Z9 &1306002Z9. | 272BFN1100 | BFN 121-1 SO2 BOOSTER FAN *** CONFINED SPACE ENTRY *** *** SEE NOTES PAGE 6 *** | 921999 | 4FA50B6 | 6 | EA | 284.4
PETE | 5005554 | 10.521.567 | SEAL, GASKET, EXTERIOR, FOR 12" HD FAN BEARINGS, 3/16" X 12-1/16" ID & 17" OD, W/ 12 EA. 9/16" BOLT HOLES, 15-5/16" CENTERS, INCLUDES 2 DOVETAIL SECTIONS, USED ON PETE #1 & #2 SCRUBBER BOOSTER FANS, WESTINGHOUSE MODEL 4139-CD. | 272BFN1100 | BFN 121-1 SO2 BOOSTER FAN *** CONFINED SPACE ENTRY *** *** SEE NOTES PAGE 6 *** | 3000 | 4FA2C1 | 8 | EA | 389.04
PETE | 5009091 | 10.521.672 | SEAL KIT, COUPLING FALK P/N 1070G20 TYPE 107OG, GV & GL 20, USED ON MODELS1306001Z9 & 1306002Z9 BOOSTER FANS UNIT #1 & 2 SCRUBBER. | 272BFN1100 | BFN 121-1 SO2 BOOSTER FAN *** CONFINED SPACE ENTRY *** *** SEE NOTES PAGE 6 *** | 1070G20 | 2FA14H26 | 5 | EA | 395
PETE | 5009798 | 10.520.325 | PUMP, OIL, FAN, FOR LUBE OIL SKID, USED ON PETE #1 & #2 SCRUBBER BOOSTER FANS. | 272BFN1100 | BFN 121-1 SO2 BOOSTER FAN *** CONFINED SPACE ENTRY *** *** SEE NOTES PAGE 6 *** | HJ495 | 2FA17H10 | 2 | EA | 2110
PETE | 5009906 | 10.504.496 | GASKET, FAN, 29-5/8" OD X 26-1/16" ID X 1/4" THK., GARLOCK TYPE, FOR PETE #1 SCRUBBER BOOSTER FAN {121-1}. | 272BFN1100 | BFN 121-1 SO2 BOOSTER FAN *** CONFINED SPACE ENTRY *** *** SEE NOTES PAGE 6 *** | 3000 | 2FA59A3 | 2 | EA | 320
PETE | 3106119 | 10.532.169 | OIL, LUBRICATION ENGINEERS ALMASOL 2700 OVEN CHAIN LUBRICANT, 5 GALLON PAIL. | 272BFN1100 | BFN 121-1 SO2 BOOSTER FAN *** CONFINED SPACE ENTRY *** *** SEE NOTES PAGE 6 *** | ALMASOL 2710 | SB4 | 10 | GAL | 628.82
PETE | 3106118 | 10.532.172 | OIL, PENETRATING OIL & LUBRICANT, 5 GALLON PAIL. | 272BFN1100 | BFN 121-1 SO2 BOOSTER FAN *** CONFINED SPACE ENTRY *** *** SEE NOTES PAGE 6 *** | MONOLEX 2059 | SB4 | 10 | GAL | 465.34
PETE | 5009093 | 10.528.664 | ELEMENT, FILTER, FOR LUBE OIL SYSTEMS, USED ON PETE #1 & #2 SCRUBBER BOOSTER FANS, MODELS 1306001Z9 & 1306002Z9. | 272BFN1100 | BFN 121-1 SO2 BOOSTER FAN *** CONFINED SPACE ENTRY *** *** SEE NOTES PAGE 6 *** | 927661 | 4FA50B6 | 4 | EA | 696.64
PETE | 6001997 | 10.532.489 | PROTECTIVE RELAY, MOTOR, 4160V/1 PHASE, PART# 735-5-5-HI-485-SR735, TRIP OVERLOAD ELECTRONIC RELAY FOR UNIT 2 4160V MOTORS. | 272BFM2100 | BFN 122-1 FGS SO2 BOOSTER FAN MOTOR: INCLUDES MOTOR, SOFTSTART AND ALL ASSOC. EQUIPMENT: MOTOR: GE ENERGY TYPE N3 HXC 800 LL/8 SN: 12A125 001 SOFT START: BENSHAW MN: CFMVRMX18-8000-6900-12V SN: W10001276-00002 | 735-5-5-HI-485-SR735 | 2FA2H11 | 1 | EA | 3506.22
PETE | 5317061 | 10.505.413 | SURGE ARRESTOR, MOTOR, 6KV 10KA HEAVY ZHP 6, 5.1 KV MCOV, 6 KV RATED | 272BFM2100 | BFN 122-1 FGS SO2 BOOSTER FAN MOTOR: INCLUDES MOTOR, SOFTSTART AND ALL ASSOC. EQUIPMENT: MOTOR: GE ENERGY TYPE N3 HXC 800 LL/8 SN: 12A125 001 SOFT START: BENSHAW MN: CFMVRMX18-8000-6900-12V SN: W10001276-00002 | ZHP006-30XX0XX | 2FA25H66 | 3 | EA | 1107
PETE | 5317123 | 10.504.230 | BRUSH HOLDER, P/N 26283250N, FOR GE ROTOR INDUCTION MOTOR, TYPE N3HXC800LL/8, SER. #2A125, DWG. #E95S2A125A. | 272BFM2100 | BFN 122-1 FGS SO2 BOOSTER FAN MOTOR: INCLUDES MOTOR, SOFTSTART AND ALL ASSOC. EQUIPMENT: MOTOR: GE ENERGY TYPE N3 HXC 800 LL/8 SN: 12A125 001 SOFT START: BENSHAW MN: CFMVRMX18-8000-6900-12V SN: W10001276-00002 | 26283250N | 2FA25E36 | 3 | EA | 1620
PETE | 5317124 | 10.530.593 | BRUSH HOLDER, P/N 26272022N, FOR GE ROTOR INDUCTION MOTOR, TYPE N3HXC800LL/8, SER. #12A125, DWG. #E95S2A125A. | 272BFM2100 | BFN 122-1 FGS SO2 BOOSTER FAN MOTOR: INCLUDES MOTOR, SOFTSTART AND ALL ASSOC. EQUIPMENT: MOTOR: GE ENERGY TYPE N3 HXC 800 LL/8 SN: 12A125 001 SOFT START: BENSHAW MN: CFMVRMX18-8000-6900-12V SN: W10001276-00002 | 26272022N | 2FA14E52 | 3 | EA | 972
PETE | 5317126 | 10.503.522 | BEARING, SLEEVE, D.E. BEARING, TYPE EMNLB18-225, FOR GE ROTOR INDUCTION MOTOR, TYPE N3HXC800LL/8, SER. #12A125, DWG. #E95S2A125A. | 272BFM2100 | BFN 122-1 FGS SO2 BOOSTER FAN MOTOR: INCLUDES MOTOR, SOFTSTART AND ALL ASSOC. EQUIPMENT: MOTOR: GE ENERGY TYPE N3 HXC 800 LL/8 SN: 12A125 001 SOFT START: BENSHAW MN: CFMVRMX18-8000-6900-12V SN: W10001276-00002 | 234370998 | 4FA52B6 | 1 | EA | 17523
PETE | 5317129 | 10.534.278 | BEARING SLEEVE, N.D.E. BEARING, TYPE EMNLQ18-200, FOR GE ROTOR INDUCTION MOTOR, TYPE N3HXC800LL/8, SER. #12A125, DWG. #E95S2A125A. | 272BFM2100 | BFN 122-1 FGS SO2 BOOSTER FAN MOTOR: INCLUDES MOTOR, SOFTSTART AND ALL ASSOC. EQUIPMENT: MOTOR: GE ENERGY TYPE N3 HXC 800 LL/8 SN: 12A125 001 SOFT START: BENSHAW MN: CFMVRMX18-8000-6900-12V SN: W10001276-00002 | 234370929 | SB1KE2 | 1 | EA | 14715
PETE | 5317143 | 10.521.571 | SHAFT SEAL INSERTS/CARBON RING (1 SET) USED ON PETE 2 BOOSTER FAN. | 272BFM2100 | BFN 122-1 FGS SO2 BOOSTER FAN MOTOR: INCLUDES MOTOR, SOFTSTART AND ALL ASSOC. EQUIPMENT: MOTOR: GE ENERGY TYPE N3 HXC 800 LL/8 SN: 12A125 001 SOFT START: BENSHAW MN: CFMVRMX18-8000-6900-12V SN: W10001276-00002 | C2-96737 | 2FA25J13 | 1 | ST | 3476.19
PETE | 5317122 | 10.520.609 | PROBE, TEMPERTURE, N.D.E. BEARING, TYPE EMNLQ18-200, FOR GE ROTOR INDUCTION MOTOR, TYPE N3HXC800LL/8, SER. #12A125, DWG. #E95S2A125A. | 272BFM2100 | BFN 122-1 FGS SO2 BOOSTER FAN MOTOR: INCLUDES MOTOR, SOFTSTART AND ALL ASSOC. EQUIPMENT: MOTOR: GE ENERGY TYPE N3 HXC 800 LL/8 SN: 12A125 001 SOFT START: BENSHAW MN: CFMVRMX18-8000-6900-12V SN: W10001276-00002 | 287162689 | 2FA25B24 | 1 | EA | 1971
PETE | 5317125 | 10.517.568 | PRESSOSTAT, GAUGE, FOR GE ROTOR INDUCTION MOTOR, TYPE N3HXC800LL/8, SER. #12A125, DWG. #E95S2A125A. | 272BFM2100 | BFN 122-1 FGS SO2 BOOSTER FAN MOTOR: INCLUDES MOTOR, SOFTSTART AND ALL ASSOC. EQUIPMENT: MOTOR: GE ENERGY TYPE N3 HXC 800 LL/8 SN: 12A125 001 SOFT START: BENSHAW MN: CFMVRMX18-8000-6900-12V SN: W10001276-00002 | 609025904 | 4FA52A5 | 2 | EA | 7020
PETE | 5317127 | 10.521.566 | SEAL, FLOATING, 225 DIA, D.E. BEARING, TYPE EMNLB18-225 AND N.D.E. BEARING, TYPE EMNLQ18-200, FOR GE ROTOR INDUCTION MOTOR, TYPE N3HXC800LL/8, SER. #12A125, DWG. #E95S2A125A. | 272BFM2100 | BFN 122-1 FGS SO2 BOOSTER FAN MOTOR: INCLUDES MOTOR, SOFTSTART AND ALL ASSOC. EQUIPMENT: MOTOR: GE ENERGY TYPE N3 HXC 800 LL/8 SN: 12A125 001 SOFT START: BENSHAW MN: CFMVRMX18-8000-6900-12V SN: W10001276-00002 | 234375820 | 2FA14H25 | 4 | EA | 13500
PETE | 5317128 | 10.520.967 | RING, OIL, D.E. BEARING, TYPE EMNLB18-225 AND N.D.E. BEARING, TYPE EMNLQ18-200, FOR GE ROTOR INDUCTION MOTOR, TYPE N3HXC800LL/8, SER. #12A125, DWG. #E95S2A125A. | 272BFM2100 | BFN 122-1 FGS SO2 BOOSTER FAN MOTOR: INCLUDES MOTOR, SOFTSTART AND ALL ASSOC. EQUIPMENT: MOTOR: GE ENERGY TYPE N3 HXC 800 LL/8 SN: 12A125 001 SOFT START: BENSHAW MN: CFMVRMX18-8000-6900-12V SN: W10001276-00002 | 234375856 | 4FA52A4 | 2 | EA | 7128
PETE | 5317130 | 10.500.057 | TRANSFORMER, CURRENT,, FOR GE ROTOR INDUCTION MOTOR, TYPE N3HXC800LL/8, SER. #12A125, DWG. #E95S2A125A. | 272BFM2100 | BFN 122-1 FGS SO2 BOOSTER FAN MOTOR: INCLUDES MOTOR, SOFTSTART AND ALL ASSOC. EQUIPMENT: MOTOR: GE ENERGY TYPE N3 HXC 800 LL/8 SN: 12A125 001 SOFT START: BENSHAW MN: CFMVRMX18-8000-6900-12V SN: W10001276-00002 | J907015285 | SB1KE2 | 3 | EA | 9315
PETE | 5317131 | 10.530.482 | INSULATOR, FOR GE ROTOR INDUCTION MOTOR, TYPE N3HXC800LL/8, SER. #12A125, DWG. #E95S2A125A. | 272BFM2100 | BFN 122-1 FGS SO2 BOOSTER FAN MOTOR: INCLUDES MOTOR, SOFTSTART AND ALL ASSOC. EQUIPMENT: MOTOR: GE ENERGY TYPE N3 HXC 800 LL/8 SN: 12A125 001 SOFT START: BENSHAW MN: CFMVRMX18-8000-6900-12V SN: W10001276-00002 | 252363011 | 2FA25A24 | 3 | EA | 729
PETE | 5317132 | 10.530.564 | HEATER, SPACE, FOR GE ROTOR INDUCTION MOTOR, TYPE N3HXC800LL/8, SER. #12A125, DWG. #E95S2A125A. | 272BFM2100 | BFN 122-1 FGS SO2 BOOSTER FAN MOTOR: INCLUDES MOTOR, SOFTSTART AND ALL ASSOC. EQUIPMENT: MOTOR: GE ENERGY TYPE N3 HXC 800 LL/8 SN: 12A125 001 SOFT START: BENSHAW MN: CFMVRMX18-8000-6900-12V SN: W10001276-00002 | 264730950 | 4FA51A6 | 1 | EA | 3240
PETE | 5317133 | 10.532.475 | PROBE, TEMPERATURE, D.E. BEARING, TYPE EMNLB18-225, FOR GE ROTOR INDUCTION MOTOR, TYPE N3HXC800LL/8, SER. #12A125, DWG. #E95S2A125A. | 272BFM2100 | BFN 122-1 FGS SO2 BOOSTER FAN MOTOR: INCLUDES MOTOR, SOFTSTART AND ALL ASSOC. EQUIPMENT: MOTOR: GE ENERGY TYPE N3 HXC 800 LL/8 SN: 12A125 001 SOFT START: BENSHAW MN: CFMVRMX18-8000-6900-12V SN: W10001276-00002 | 287162688 | 2FA25B23 | 1 | EA | 1971
PETE | 5317144 | 10.502.085 | MOTOR BEARING LINERS, (1 SET) USED ON PETE 2 BOOSTER FAN MOTORS. | 272BFM2100 | BFN 122-1 FGS SO2 BOOSTER FAN MOTOR: INCLUDES MOTOR, SOFTSTART AND ALL ASSOC. EQUIPMENT: MOTOR: GE ENERGY TYPE N3 HXC 800 LL/8 SN: 12A125 001 SOFT START: BENSHAW MN: CFMVRMX18-8000-6900-12V SN: W10001276-00002 | E2-96254/96680-18MBL | SB1KB2 | 1 | ST | 23539
PETE | 5009907 | 10.517.367 | GASKET, FAN, 28" OD X 25" ID X 1/4" THK., GARLOCK TYPE, FOR PETE #2 SCRUBBER BOOSTER FANS {122-1 & 122-2}. | 272BFN2100 | BFN 122-1 SO2 BOOSTER FAN *** CONFINED SPACE ENTRY *** *** SEE NOTES PAGE 6 *** | 3000 | 4FA54A6 | 4 | EA | 892.68
PETE | 5317119 | 10.513.651 | BEARING ASSEMBLY, FLOATING, DWG NO. 27139660 B, FOR HOWDEN BOOSTER FANS, DWG. E2-96254. | 272BFN2100 | BFN 122-1 SO2 BOOSTER FAN *** CONFINED SPACE ENTRY *** *** SEE NOTES PAGE 6 *** | EGZLQ-28-315 | SB3K1C7 | 2 | EA | 32616.48
PETE | 5317120 | 10.525.964 | BEARING ASSEMBLY, FIXED, DWG NO. 27139904 A, FOR HOWDEN BOOSTER FANS, DWG. E2-96254. | 272BFN2100 | BFN 122-1 SO2 BOOSTER FAN *** CONFINED SPACE ENTRY *** *** SEE NOTES PAGE 6 *** | EGZLK-28-315 | SB3K1C6 | 2 | EA | 39204.12
PETE | 5009959 | 10.517.053 | FILTER, FAN, SPIN-ON CANS, 10 MICRON, 10.8" LENGTH, USED ON 122-1 & 122-2 PETE 2 BOOSTER FANS LUBE OIL SYSTEM. | 272BFN2100 | BFN 122-1 SO2 BOOSTER FAN *** CONFINED SPACE ENTRY *** *** SEE NOTES PAGE 6 *** | 927736 10C | 2FA59B3 | 12 | EA | 661.12
PETE | 5317141 | 10.531.213 | FAN BEARING LINER (FREE), USED ON PETE 2 BOOSTER FAN. | 272BFN2100 | BFN 122-1 SO2 BOOSTER FAN *** CONFINED SPACE ENTRY *** *** SEE NOTES PAGE 6 *** | 729980 | SB1MF5 | 0 | EA | 0
PETE | 5317142 | 10.518.527 | FAN BEARING LINER (HELD), USED ON PETE 2 BOOSTER FAN. | 272BFN2100 | BFN 122-1 SO2 BOOSTER FAN *** CONFINED SPACE ENTRY *** *** SEE NOTES PAGE 6 *** | 729982 | SB1MF5 | 0 | EA | 0
PETE | 5009994 | 10.530.449 | INSERT, COUPLING, BUNA-N, USED ON PETE 121-1 FGD BOOSTER FAN, BETWEEN MOTOR & LUBE OIL PUMP. | 272BFP1100 | BFP 121-1 BOOSTER FAN OIL PUMP (SOUTH PUMP) | M170B8 | 2FA9F37 | 4 | EA | 38.84
PETE | 6002056 | 10.503.819 | DRIVE UNIT, 120V/1 PHASE, 5200 FT LBS TORQUE/100 DEGREES TRAVEL, FULL STROKE IN 180 SEC., WEATHERPROOF, CONTACTLESS POSITION SENSOR CPS-2, USED ON PETE 2 SCRUBBER BOOSTER FAN. | 272BIV2100 | BIV 122-1 INLET VANE, BFN 122-1 BOOSTER FAN *** CONFINED SPACE ENTRY *** *** SEE NOTES PAGE 6 *** | 11-439-5200-180 | SB1LF7 | 1 | EA | 28263.35
PETE | 5317160 | 10.533.753 | STEEL BALL JOINT ROD END, 1-1/4"-12 Rh FEMALE SHANK, 1-1/4" Id, 1-1/8"L THrd, USED ON PETE 2 BOOSTER FAN INLET DAMPER LINKAGES. | 272BIV2100 | BIV 122-1 INLET VANE, BFN 122-1 BOOSTER FAN *** CONFINED SPACE ENTRY *** *** SEE NOTES PAGE 6 *** | KW20 | 2FA25H38 | 2 | EA | 187.68
PETE | 5317161 | 10.521.481 | STEEL BALL JOINT ROD END, 1-1/4"-12 Lh FEMALE SHANK, 1-1/4" Id, 2-1/8"L THrd, USED ON PETE 2 BOOSTER FAN INLET DAMPER LINKAGES. | 272BIV2100 | BIV 122-1 INLET VANE, BFN 122-1 BOOSTER FAN *** CONFINED SPACE ENTRY *** *** SEE NOTES PAGE 6 *** | KG20 | 2FA25H38 | 2 | EA | 196.79
PETE | 5009917 | 10.525.514 | BAR, LIFTER, 48-15/16" LONG, FOR SHELL LINING, ITEM #27, MARK #R-50-1181-4-08, USED ON PETE #1 & #2 SCRUBBER LIMESTONE BALL MILLS. | 272BML0100 | BML 120-1 LIMESTONE BALL MILL *** CONFINED SPACE ENTRY *** *** SEE NOTES PAGE 6 *** | 98020 | SB3K1B5 | 24 | EA | 7416
PETE | 5009750 | 10.527.806 | CLUTCH, SHOE ASSY. KIT, (2) KITS PER CLUTCH, (1) KIT CONSIST OF: {12 EA.} FRICTION SHOES, {12 EA.} TORQUE BARS & {12 EA.} RELEASE SPRINGS, EATON / AIRFLEX MODEL 38VC1200, FOR PETE #1 & #2 SCRUBBER LIMESTONE BALL MILLS. | 272BML0100 | BML 120-1 LIMESTONE BALL MILL *** CONFINED SPACE ENTRY *** *** SEE NOTES PAGE 6 *** | 146237G | SB1DC8 | 2 | LT | 15744
PETE | 5009756 | 10.518.421 | HUB, CLUTCH, FOR PETE #1 & #2 SCRUBBER LIMESTONE BALL MILLS, AIRFLEX CLUTCH MODEL 38VC1200. | 272BML0100 | BML 120-1 LIMESTONE BALL MILL *** CONFINED SPACE ENTRY *** *** SEE NOTES PAGE 6 *** | 416196-0100 | SB3F1F1 | 1 | EA | 5746.75
PETE | 5009813 | 10.514.311 | BOLT, SOCKETHEAD, FOR DRIVE CLUTCH ASSY., USED ON PETE #1 & #2 SCRUBBER LIMESTONE BALL MILLS, EATON / AIRFLEX MODEL 38VC1200. | 272BML0100 | BML 120-1 LIMESTONE BALL MILL *** CONFINED SPACE ENTRY *** *** SEE NOTES PAGE 6 *** | AFX30X0715 | 2FA12D5 | 20 | EA | 216
PETE | 5009814 | 10.514.192 | BOLT, HEX HEAD, FOR DRIVE CLUTCH ASSY., USED ON PETE #1 & #2 SCRUBBER LIMESTONE BALL MILLS, EATON / AIRFLEX MODEL 38VC1200. | 272BML0100 | BML 120-1 LIMESTONE BALL MILL *** CONFINED SPACE ENTRY *** *** SEE NOTES PAGE 6 *** | AFX1X0405 | 2FA12E5 | 16 | EA | 12.8
PETE | 5009816 | 10.534.452 | SPACER, CLUTCH, FOR DRIVE CLUTCH ASSY., USED ON PETE #1 & #2 SCRUBBER LIMESTONE BALL MILLS, EATON / AIRFLEX MODEL 38VC1200. (20 PCS. = ONE EACH) | 272BML0100 | BML 120-1 LIMESTONE BALL MILL *** CONFINED SPACE ENTRY *** *** SEE NOTES PAGE 6 *** | AFX 105907 | 2FA12B1 | 1 | EA | 678
PETE | 5009818 | 10.500.445 | HUB, SPIDER, FOR DRIVE CLUTCH ASSY. (GEARBOX SIDE), USED ON PETE #1 & #2 SCRUBBER LIMESTONE BALL MILLS, EATON / AIRFLEX MODEL 38VC1200. | 272BML0100 | BML 120-1 LIMESTONE BALL MILL *** CONFINED SPACE ENTRY *** *** SEE NOTES PAGE 6 *** | AFX 513768 | SB3F1F3 | 1 | EA | 8676
PETE | 5009751 | 10.502.937 | TUBE, CLUTCH, FOR PETE #1 & #2 SCRUBBER LIMESTONE BALL MILLS, AIRFLEX CLUTCH MODEL 38VC1200, (2) TUBES PER CLUTCH. | 272BML0100 | BML 120-1 LIMESTONE BALL MILL *** CONFINED SPACE ENTRY *** *** SEE NOTES PAGE 6 *** | 404504 | SB1DB9 | 2 | EA | 10974
PETE | 5009817 | 10.523.819 | TUBE, CLUTCH, FOR DRIVE CLUTCH ASSY., USED ON PETE #1 & #2 SCRUBBER LIMESTONE BALL MILLS, EATON / AIRFLEX MODEL 38VC1200. | 272BML0100 | BML 120-1 LIMESTONE BALL MILL *** CONFINED SPACE ENTRY *** *** SEE NOTES PAGE 6 *** | 105817A | 2FA12B7 | 1 | EA | 558
PETE | 5009755 | 10.517.974 | HOSE, CLUTCH, FOR PETE #1 & #2 SCRUBBER LIMESTONE BALL MILLS, AIRFLEX CLUTCH MODEL 38VC1200. | 272BML0100 | BML 120-1 LIMESTONE BALL MILL *** CONFINED SPACE ENTRY *** *** SEE NOTES PAGE 6 *** | 412250-20 | 2FA12A7 | 4 | EA | 200.48
PETE | 5009753 | 10.507.969 | DRUM, CLUTCH, LEFT SIDE, FOR PETE #1 & #2 SCRUBBER LIMESTONE BALL MILLS, AIRFLEX CLUTCH MODEL 38VC1200. | 272BML0100 | BML 120-1 LIMESTONE BALL MILL *** CONFINED SPACE ENTRY *** *** SEE NOTES PAGE 6 *** | F005467 | SB1FF8 | 1 | EA | 8063
PETE | 5009754 | 10.528.964 | DRUM, CLUTCH, RIGHT SIDE, FOR PETE #1 & #2 SCRUBBER LIMESTONE BALL MILLS, AIRFLEX CLUTCH MODEL 38VC1200. | 272BML0100 | BML 120-1 LIMESTONE BALL MILL *** CONFINED SPACE ENTRY *** *** SEE NOTES PAGE 6 *** | F005228 | SB1FF8 | 1 | EA | 7910
PETE | 5009792 | 10.528.926 | FILTER, OIL, H.P. DISCHARGE MAIN OIL BEARING SYSTEM, FOR PETE #1 & #2 SCRUBBER LIMESTONE BALL MILLS. | 272BML0100 | BML 120-1 LIMESTONE BALL MILL *** CONFINED SPACE ENTRY *** *** SEE NOTES PAGE 6 *** | 925572 | 2FA16F49 | 2 | EA | 314.5
PETE | 5009793 | 10.517.028 | FILTER, OIL, FOR LUBE OIL SYSTEM, USED ON PETE #1 & #2 SCRUBBER LIMESTONE BALL MILLS. | 272BML0100 | BML 120-1 LIMESTONE BALL MILL *** CONFINED SPACE ENTRY *** *** SEE NOTES PAGE 6 *** | MS-0240R020P / HC | 2FA12A5 | 14 | EA | 813.13
PETE | 5009859 | 10.531.209 | LINER, CHUTE, 37" X 49" X 2-1/8", CORRO-PLATE RUBBER/CERAMIC LINER PLATES, FOR INLET FEED CHUTES, USED ON PETE #1 & #2 SCRUBBER BALL MILLS. | 272BML0100 | BML 120-1 LIMESTONE BALL MILL *** CONFINED SPACE ENTRY *** *** SEE NOTES PAGE 6 *** |  | SB1HD10 | 2 | EA | 6275.74
PETE | 5009894 | 10.503.827 | ELBOW, INLET PIPING, 16" DIA., 1/4" X 1/4" SA 1750CR (PIPE), W/ 1-1/2" MILD STEEL FLANGE. NOTE: TANGENT OPPOSITE OF FLANGE EXTENDED 6", DWG. #2090193, FOR PETE #1 & #2 SCRUBBER BALL MILLS. | 272BML0100 | BML 120-1 LIMESTONE BALL MILL *** CONFINED SPACE ENTRY *** *** SEE NOTES PAGE 6 *** |  | SB1AF8 | 2 | EA | 15270.92
PETE | 5009743 | 10.509.056 | REDUCER, SPEED, GEARBOX DRIVE, FALK MODEL 485A1, FOR PETE #1 & #2 SCRUBBER LIMESTONE BALL MILLS. | 272BML0100 | BML 120-1 LIMESTONE BALL MILL *** CONFINED SPACE ENTRY *** *** SEE NOTES PAGE 6 *** | 485A1-CS-5:1 |  | 0 | EA | 0
PETE | 5009865 | 10.501.247 | LINER SET, 12' x 25' 6", COMPLETE W/HARDWARE TO RELINE FEED, DISCHARGE HEADS & SHELL & FEED TRUNNION, (2) MAN DOORS ARE LINED OVER, R67 SLOPED 6.5"x6" BARS THRU WHOLE MILL, FOR PETE 1 & 2 SCRUBBER BALL MILLS. | 272BML0100 | BML 120-1 LIMESTONE BALL MILL *** CONFINED SPACE ENTRY *** *** SEE NOTES PAGE 6 *** | R-49-0680 REV C | KISSICK | 0 | EA | 0
PETE | 5009815 | 10.535.688 | KIT, AIR TUBE, FOR DRIVE CLUTCH ASSY., USED ON PETE #1 & #2 SCRUBBER LIMESTONE BALL MILLS, EATON / AIRFLEX MODEL 38VC1200. | 272BML0100 | BML 120-1 LIMESTONE BALL MILL *** CONFINED SPACE ENTRY *** *** SEE NOTES PAGE 6 *** | AFX146500D | 2FA12B8 | 2 | EA | 191
PETE | 5009797 | 10.520.327 | PUMP, OIL, "LOW PRESSURE" FOR LUBE OIL SKID, USED ON PETE #1 & #2 SCRUBBER LIMESTONE BALL MILLS. | 272BML0100 | BML 120-1 LIMESTONE BALL MILL *** CONFINED SPACE ENTRY *** *** SEE NOTES PAGE 6 *** | 3242/360C3EBF-162 | 4FA52B5 | 1 | EA | 1785
PETE | 5009795 | 10.520.326 | PUMP, OIL, "HIGH PRESSURE", FOR LUBE OIL SKID, USED ON PETE #1 & #2 SCRUBBER LIMESTONE BALL MILLS. | 272BML0100 | BML 120-1 LIMESTONE BALL MILL *** CONFINED SPACE ENTRY *** *** SEE NOTES PAGE 6 *** | C210H-118-2D | 4FA52B5 | 2 | EA | 11960.71
PETE | 5009823 | 10.526.177 | BEARING, ROLLER, SPHERICAL, DOUBLE ROW, 9.062" BORE, FOR PINION SHAFT, USED ON PETE #1 & #2 SCRUBBER LIMESTONE BALL MILLS. | 272BML0100 | BML 120-1 LIMESTONE BALL MILL *** CONFINED SPACE ENTRY *** *** SEE NOTES PAGE 6 *** | 23248CAC / C3W33 | SB3K1A3 | 2 | EA | 12374.64
PETE | 5009826 | 10.521.509 | SEAL, RING, BEARING HOUSING, (10-1/2" SHAFT), FOR PILLOW BLOCK BEARING ASSY. / PINION SHAFT, USED ON PETE #1 & #2 SCRUBBER BALL MILLS. | 272BML0100 | BML 120-1 LIMESTONE BALL MILL *** CONFINED SPACE ENTRY *** *** SEE NOTES PAGE 6 *** | ER840. 083436 | 2FA12G21 | 3 | EA | 1795.23
PETE | 5009827 | 10.500.554 | SEAL, RING, BEARING HOUSING, (9-1/16" SHAFT), FOR PILLOW BLOCK BEARING ASSY. / PINION SHAFT, USED ON PETE #1 & #2 SCRUBBER BALL MILLS. | 272BML0100 | BML 120-1 LIMESTONE BALL MILL *** CONFINED SPACE ENTRY *** *** SEE NOTES PAGE 6 *** | 841. D83486 | 2FA12G20 | 4 | EA | 3690.1
PETE | 5009828 | 10.502.343 | RING, STABILIZER, BEARING HOUSING, FOR PILLOW BLOCK BEARING ASSY. / PINION SHAFT, USED ON PETE #1 & #2 SCRUBBER BALL MILLS. | 272BML0100 | BML 120-1 LIMESTONE BALL MILL *** CONFINED SPACE ENTRY *** *** SEE NOTES PAGE 6 *** | SR16770 | 2FA12H20 | 2 | EA | 1954.94
PETE | 5009824 | 10.504.946 | NUT, BEARING-LOCK, FOR PILLOW BLOCK BEARING ASSY. / PINION SHAFT, USED ON PETE #1 & #2 SCRUBBER BALL MILLS. | 272BML0100 | BML 120-1 LIMESTONE BALL MILL *** CONFINED SPACE ENTRY *** *** SEE NOTES PAGE 6 *** | N-048 | 2FA12G9 | 4 | EA | 860
PETE | 5009825 | 10.533.096 | RETAINER, BEARING, LOCK PLATE, FOR PILLOW BLOCK BEARING ASSY. / PINION SHAFT, USED ON PETE #1 & #2 SCRUBBER BALL MILLS. | 272BML0100 | BML 120-1 LIMESTONE BALL MILL *** CONFINED SPACE ENTRY *** *** SEE NOTES PAGE 6 *** | P-48 | 2FA12F8 | 4 | EA | 123.06
PETE | 5009862 | 10.508.832 | HOUSING, BEARING, (FLOAT SIDE), FOR MAIN DRIVE PINION ASSY., USED ON PETE #1 & #2 SCRUBBER LIMESTONE BALL MILLS, FULLER-TRAYLOR MODEL, S/N 91-20048-726-01 & -02, SIZE 12' X 25'-6". | 272BML0100 | BML 120-1 LIMESTONE BALL MILL *** CONFINED SPACE ENTRY *** *** SEE NOTES PAGE 6 *** | SAF3248FL.OP.D83486 | SB1HD4 | 1 | EA | 11302.52
PETE | 5009863 | 10.517.992 | HOUSING, BEARING, (FIXED SIDE), FOR MAIN DRIVE PINION ASSY., USED ON PETE #1 & #2 SCRUBBER LIMESTONE BALL MILLS, FULLER-TRAYLOR MODEL, S/N 91-20048-726-01 & -02, SIZE 12' X 25'-6". | 272BML0100 | BML 120-1 LIMESTONE BALL MILL *** CONFINED SPACE ENTRY *** *** SEE NOTES PAGE 6 *** | SAF3248FI.OP.D83486 | SB1HD4 | 1 | EA | 12058.82
PETE | 5009948 | 10.530.315 | HUB, COUPLING, FALK 1040T10, .750 BORE DIA., ITEM #F13IL22101, USED ON UNITS 1& 2 FGD SCRUBBERS AND LIMESTONE PULVERIZER HIGH PRESSURE LIFT PUMP. | 272BML0100 | BML 120-1 LIMESTONE BALL MILL *** CONFINED SPACE ENTRY *** *** SEE NOTES PAGE 6 *** | 0704603 | 2FA17A18 | 2 | EA | 106.5
PETE | 5009949 | 10.504.661 | HUB, COUPLING, FALK 1040T10, 1.6250 BORE DIA., ITEM #F13IL22451, USED ON UNITS 1& 2 FGD SCRUBBERS AND LIMESTONE PULVERIZER HIGH PRESSURE LIFT PUMP. MOTOR HALF. | 272BML0100 | BML 120-1 LIMESTONE BALL MILL *** CONFINED SPACE ENTRY *** *** SEE NOTES PAGE 6 *** | 0704610 | 2FA17D16 | 1 | EA | 53.25
PETE | 5205214 | 10.530.914 | LIQUID LEVEL, SS EXPANSION TANK GAUGES, 1/2" NPT, TAG 9LG-SLA003. | 245SLABBST | BOILER BLOWDOWN SEPERATOR. | 23-651-00 | 2FA25E75 | 1 | EA | 404.89
PETE | 5205257 | 10.517.512 | GAUGE, TEMPERATURE, 3", EI, 1/2" NPT CODE 60, SS, 0-250 DEG F, 0-250 DEG F | 245SLABBST | BOILER BLOWDOWN SEPERATOR. | 30C160R040-0/250 | 2FA22F40 | 1 | EA | 37.9
PETE | 5205231 | 10.504.375 | LEVEL SWITCH, 2 PROBES, FORGED STEEL | 245SLABFWT | BOILER FEEDWATER TANK. 9TNK-SLA004 | 3F2A-150 | 2FA22C28 | 1 | EA | 390.13
PETE | 5205293 | 10.504.288 | FIELD MOUNT MAGNETIC FLOW METER, AUX BOILER FEEDWATER SUPPLY FLOW ELEMENT/SENSOR | 245SLABFWT | BOILER FEEDWATER TANK. 9TNK-SLA004 | 8732EMT1A1 | 2FA58B1 | 1 | EA | 1991.34
PETE | 5205302 | 10.500.253 | WAFER MAGNETIC FLOW METER SENSOR 0.5", AUX BOILER FEEDWATER SUPPLY FLOW TRANSMITTER | 245SLABFWT | BOILER FEEDWATER TANK. 9TNK-SLA004 | 8711TSA005U1 | 2FA22B25 | 1 | EA | 1883.3
PETE | 5205983 | 10.519.028 | LIQUID LEVEL, SS EXPANSION TANK GAUGES, 3/4" NPT, TAG 9LG-SLA004. | 245SLABFWT | BOILER FEEDWATER TANK. 9TNK-SLA004 | 23-654-00 | 2FA25E76 | 1 | EA | 404.89
PETE | 5225296 | 10.528.541 | COVER, SEAL, REMACHINE, BOTTOM ASH OVERFLOW RETURN PUMP | 245BAAOP1A | BOTTOM ASH AREA OVERFLOW PUMP 1A, MOTOR, PIPING, VALVES, INSTRUMENTS AND CONTROLS.. | 914602 | 4FA71A1 | 1 | EA | 3696
PETE | 5225302 | 10.526.016 | BEARING, ROLLER, J2, BOTTOM ASH OVERFLOW RETURN PUMP | 245BAAOP1A | BOTTOM ASH AREA OVERFLOW PUMP 1A, MOTOR, PIPING, VALVES, INSTRUMENTS AND CONTROLS.. | 914641 | 2FA25C50 | 2 | EA | 1186
PETE | 5205174 | 10.514.961 | CHARGING DIODE BOARD FOR VFD | 245BAAOP1A | BOTTOM ASH AREA OVERFLOW PUMP 1A, MOTOR, PIPING, VALVES, INSTRUMENTS AND CONTROLS.. | 915162 | 2FA25G75 | 1 | EA | 86.1
PETE | 5205176 | 10.525.640 | AC FUSE, 160 AMP, FOR VFD | 245BAAOP1A | BOTTOM ASH AREA OVERFLOW PUMP 1A, MOTOR, PIPING, VALVES, INSTRUMENTS AND CONTROLS.. | 170M3114 | 2FA25F77 | 0 | EA | 0
PETE | 5205032 | 10.512.010 | VALVE, BUTTERFLY, 8", BARE | 245BAAOP1A | BOTTOM ASH AREA OVERFLOW PUMP 1A, MOTOR, PIPING, VALVES, INSTRUMENTS AND CONTROLS.. | 54674-25-200-31 | SB1MD3 | 1 | EA | 442.26
PETE | 5225140 | 10.504.844 | PUMP, SIZE 100XHD, 1000 GPM, 1780 RPM, 125 HD FT, MATL DI, 15.000 IMP DIA, MAX DIA 15.00, S/N N208H061-1, S/N N208H061-2, S/N N208H061-3, S/N N208H061-4 | 245BAAOP1A | BOTTOM ASH AREA OVERFLOW PUMP 1A, MOTOR, PIPING, VALVES, INSTRUMENTS AND CONTROLS.. | MODEL #XHD, ITEM #54674-25-224 |  | 0 | EA | 0
PETE | 5225135 | 10.507.966 | CABINET FOR VFD, 75HP, 460 VAC, NEMA 12, ULTRA LOW HARMONIC DRIVE, ID#ACS800 | 245BAAOP1A | BOTTOM ASH AREA OVERFLOW PUMP 1A, MOTOR, PIPING, VALVES, INSTRUMENTS AND CONTROLS.. |  | SB1BF3 | 1 | EA | 20341
PETE | 5205034 | 10.500.801 | ACTUATOR MOUNTING KIT, 8", BUTTERFLY VALVE | 245BAAOP1A | BOTTOM ASH AREA OVERFLOW PUMP 1A, MOTOR, PIPING, VALVES, INSTRUMENTS AND CONTROLS.. | 54674-25-200-33 | 2FA25H67 | 1 | EA | 0
PETE | 5225299 | 10.517.436 | GASKET, DISCHARGE, BOTTOM ASH OVERFLOW RETURN PUMP | 245BAAOP1A | BOTTOM ASH AREA OVERFLOW PUMP 1A, MOTOR, PIPING, VALVES, INSTRUMENTS AND CONTROLS.. | 914612 | 2FA25B51 | 1 | EA | 236.99
PETE | 5225229 | 10.535.907 | VALVE, BUTTERFLY, 8", AC, SAV, LS, N/C | 245BAAOP1A | BOTTOM ASH AREA OVERFLOW PUMP 1A, MOTOR, PIPING, VALVES, INSTRUMENTS AND CONTROLS.. | 54674-25-200-3 | SB1KB11 | 2 | EA | 4544.54
PETE | 5205033 | 10.524.048 | VALVE, BUTTERFLY, 8", ACTUATOR, AIR CYLINDER | 245BAAOP1A | BOTTOM ASH AREA OVERFLOW PUMP 1A, MOTOR, PIPING, VALVES, INSTRUMENTS AND CONTROLS.. | 54674-25-200-32 | SB1MD3 | 1 | EA | 457.62
PETE | 5205171 | 10.519.261 | MOTOR & I/O CONTROL BOARD FOR VFD | 245BAAOP1A | BOTTOM ASH AREA OVERFLOW PUMP 1A, MOTOR, PIPING, VALVES, INSTRUMENTS AND CONTROLS.. | 915159 | 2FA22E45 | 1 | EA | 1838
PETE | 5205172 | 10.531.394 | MAIN CIRCUIT INTERFACE BOARD FOR VFD | 245BAAOP1A | BOTTOM ASH AREA OVERFLOW PUMP 1A, MOTOR, PIPING, VALVES, INSTRUMENTS AND CONTROLS.. | 915160 | 2FA22H30 | 1 | EA | 1316
PETE | 5205173 | 10.532.814 | POWER RESISTOR FOR VFD | 245BAAOP1A | BOTTOM ASH AREA OVERFLOW PUMP 1A, MOTOR, PIPING, VALVES, INSTRUMENTS AND CONTROLS.. | F2 Z1153227411 | 2FA25G75 | 1 | EA | 127
PETE | 5205329 | 10.519.525 | OVERFLOW PUMP DISCHARGE PRESSURE TRANSMITTER | 245BAAOP1A | BOTTOM ASH AREA OVERFLOW PUMP 1A, MOTOR, PIPING, VALVES, INSTRUMENTS AND CONTROLS.. | 3051S2CG4A3B11A1AWR3B4M5Q4 | 2FA58B3 | 1 | EA | 5002.97
PETE | 5225131 | 10.509.696 | MOTOR, 60HP, 1780 RPM, 460V, 3PH, 60HZ, 364T | 245BAAOP1A | BOTTOM ASH AREA OVERFLOW PUMP 1A, MOTOR, PIPING, VALVES, INSTRUMENTS AND CONTROLS.. | A36-7694-1206 | SB1LD3 | 1 | EA | 4499.38
PETE | 5225233 | 10.535.908 | VALVE, BUTTERFLY, 8", MAN OPER, LOCKOUT KIT (1 KIT = 1 EA) | 245BAAOP1A | BOTTOM ASH AREA OVERFLOW PUMP 1A, MOTOR, PIPING, VALVES, INSTRUMENTS AND CONTROLS.. | 197099-3-1 | 4FA55B2 | 2 | LT | 857.94
PETE | 5225292 | 10.510.322 | POWEREND, PF3, OIL, INPRO, 4140, BOTTOM ASH OVERFLOW RETURN PP | 245BAAOP1A | BOTTOM ASH AREA OVERFLOW PUMP 1A, MOTOR, PIPING, VALVES, INSTRUMENTS AND CONTROLS.. | 914591 | SB1KC9 | 1 | EA | 8343
PETE | 5225293 | 10.508.991 | KIT, IMPELLER, BOTTOM ASH OVERFLOW RETURN PUMP, SIZE 100, 1228 | 245BAAOP1A | BOTTOM ASH AREA OVERFLOW PUMP 1A, MOTOR, PIPING, VALVES, INSTRUMENTS AND CONTROLS.. | RD12799A | SB1KB9 | 1 | EA | 3028
PETE | 5225294 | 10.518.333 | KIT, SHAFT, BOTTOM ASH OVERFLOW RETURN PUMP | 245BAAOP1A | BOTTOM ASH AREA OVERFLOW PUMP 1A, MOTOR, PIPING, VALVES, INSTRUMENTS AND CONTROLS.. | 914597 | SB1KC9 | 1 | EA | 1266
PETE | 5225295 | 10.534.272 | SLEEVE, SHAFT, BOTTOM ASH OVERFLOW RETURN PUMP | 245BAAOP1A | BOTTOM ASH AREA OVERFLOW PUMP 1A, MOTOR, PIPING, VALVES, INSTRUMENTS AND CONTROLS.. | 914598 | 2FA22D30 | 1 | EA | 3534
PETE | 5225297 | 10.505.490 | SEAL, LABYRINTH, BRONZE/SS-V, 3.250, BOTTOM ASH OVERFLOW RETURN PUMP | 245BAAOP1A | BOTTOM ASH AREA OVERFLOW PUMP 1A, MOTOR, PIPING, VALVES, INSTRUMENTS AND CONTROLS.. | AI0504A353 | 2FA25G80 | 1 | EA | 236
PETE | 5225298 | 10.534.015 | SEAL, LABYRINTH, BRONZE/SS-V, 4.312, BOTTOM ASH OVERFLOW RETURN PUMP | 245BAAOP1A | BOTTOM ASH AREA OVERFLOW PUMP 1A, MOTOR, PIPING, VALVES, INSTRUMENTS AND CONTROLS.. | AI0504A352 | 2FA25A51 | 1 | EA | 314
PETE | 5225301 | 10.518.660 | KEY, COUPLING, BOTTOM ASH OVERFLOW RETURN PUMP | 245BAAOP1A | BOTTOM ASH AREA OVERFLOW PUMP 1A, MOTOR, PIPING, VALVES, INSTRUMENTS AND CONTROLS.. | 914638 | 2FA25G80 | 1 | EA | 53.6
PETE | 5225303 | 10.531.986 | O-RING, AS 568-263, BOTTOM ASH OVERFLOW RETUNR PUMP | 245BAAOP1A | BOTTOM ASH AREA OVERFLOW PUMP 1A, MOTOR, PIPING, VALVES, INSTRUMENTS AND CONTROLS.. | C02495A2635302 | 2FA25H80 | 2 | EA | 133.4
PETE | 5225304 | 10.504.580 | O-RING, AS 568-237, BOTTOM ASH OVERFLOW RETURN PUMP | 245BAAOP1A | BOTTOM ASH AREA OVERFLOW PUMP 1A, MOTOR, PIPING, VALVES, INSTRUMENTS AND CONTROLS.. | 914643 | 2FA25H80 | 4 | EA | 25.2
PETE | 5225311 | 10.536.017 | TRANSMITTER, PRESSURE, DIAPHRAGM, 0-75 PSIG CAL | 245BAAOP1A | BOTTOM ASH AREA OVERFLOW PUMP 1A, MOTOR, PIPING, VALVES, INSTRUMENTS AND CONTROLS.. | 54674-25-212-3 | SB1LB3 | 1 | EA | 8067
PETE | 5225312 | 10.523.351 | TRANSMITTER, PH, WATER | 245BAAOP1A | BOTTOM ASH AREA OVERFLOW PUMP 1A, MOTOR, PIPING, VALVES, INSTRUMENTS AND CONTROLS.. | 54674-25-214 | SB1MD2 | 1 | EA | 5838
PETE | 5225324 | 10.502.722 | WASHER, DISC BELLEVILLE, OVERFLOW RETURN PUMP | 245BAAOP1A | BOTTOM ASH AREA OVERFLOW PUMP 1A, MOTOR, PIPING, VALVES, INSTRUMENTS AND CONTROLS.. | 914657 | 2FA25A48 | 2 | EA | 1112
PETE | 5225130 | 10.588.373 | MOTOR, 75HP, 1780 RPM, 460V, 3PH, 60 HZ, 365T, A36070M | 245BAAOP3A | BOTTOM ASH AREA OVERFLOW PUMP 3A, MOTOR, PIPING, VALVES, INSTRUMENTS AND CONTROLS.. | A36-7689-1513 | SB1LC3 | 1 | EA | 4822.95
PETE | 5225346 | 10.530.998 | KIT, IMPELLER, BOTTOM ASH OVERLFOW RETURN PUMP, SIZE 125, 1228 | 245BAAOP3A | BOTTOM ASH AREA OVERFLOW PUMP 3A, MOTOR, PIPING, VALVES, INSTRUMENTS AND CONTROLS.. | RD12800A | SB1KB9 | 1 | EA | 8343
PETE | 5225347 | 10.504.008 | GASKET, BOTTOM ASH OVERLFOW RETURN PUMP | 245BAAOP3A | BOTTOM ASH AREA OVERFLOW PUMP 3A, MOTOR, PIPING, VALVES, INSTRUMENTS AND CONTROLS.. | 915004 | 2FA25B48 | 1 | EA | 53.6
PETE | 5205499 | 10.512.108 | VFD DRIVE, FITS IN 5225-135 CABINET | 245BAAOP4A | BOTTOM ASH AREA OVERFLOW PUMP 4A, MOTOR, PIPING, VALVES, INSTRUMENTS AND CONTROLS.. | M17522 |  | 0 | EA | 0
PETE | 5225055 | 10.527.542 | CAP-PIPE, 1" NPT, 150#, GALVANIZED | 245DEWTRUA | BOTTOM ASH DEWATERING UNIT A, INCLUDES DIVERTER GATE, PIPING, VALVES, INSTRUMENTATION, SUBMERGED CONVEYOR, HEAD AND TAIL PULLEYS. | 17747-6 | 2FA18E45 | 2 | EA | 8.2
PETE | 5225064 | 10.501.982 | CHAIN HOLD-DOWN, MDL 1530, SFC | 245DEWTRUA | BOTTOM ASH DEWATERING UNIT A, INCLUDES DIVERTER GATE, PIPING, VALVES, INSTRUMENTATION, SUBMERGED CONVEYOR, HEAD AND TAIL PULLEYS. | 493019-2 | SB1LC5 | 2 | EA | 3656
PETE | 5225083 | 10.515.458 | GROOVE CLEANER, BACK, RS, MDL 1530, SFC | 245DEWTRUA | BOTTOM ASH DEWATERING UNIT A, INCLUDES DIVERTER GATE, PIPING, VALVES, INSTRUMENTATION, SUBMERGED CONVEYOR, HEAD AND TAIL PULLEYS. | 493002-1 | 2FA25I52 | 1 | EA | 1360
PETE | 5225262 | 10.513.665 | BEARING, 4.5" ID X 7.5" OD, TENSIONER ASSY, RS, 30MM, SFC, SPCL, W/BRACE, MDL 1530, SFC, SPCL | 245DEWTRUA | BOTTOM ASH DEWATERING UNIT A, INCLUDES DIVERTER GATE, PIPING, VALVES, INSTRUMENTATION, SUBMERGED CONVEYOR, HEAD AND TAIL PULLEYS. | 71750 CUP / 71450 BEARING | 2FA4G26 | 8 | EA | 2788.86
PETE | 5225261 | 10.513.704 | BEARING, ROLLER, METRIC, UCC 4920-366 SHAFT HEAD ASSY, SFC, MDL 1530 | 245DEWTRUA | BOTTOM ASH DEWATERING UNIT A, INCLUDES DIVERTER GATE, PIPING, VALVES, INSTRUMENTATION, SUBMERGED CONVEYOR, HEAD AND TAIL PULLEYS. | 405104-2 | SB1LC1 | 1 | EA | 5671.2
PETE | 5225053 | 10.507.655 | CAP, SEAL, SUBMGD IDLER, SFC, MDL 1530, MACH | 245DEWTRUA | BOTTOM ASH DEWATERING UNIT A, INCLUDES DIVERTER GATE, PIPING, VALVES, INSTRUMENTATION, SUBMERGED CONVEYOR, HEAD AND TAIL PULLEYS. | 492990-1 | 2FA18G24 | 1 | EA | 421
PETE | 5225270 | 10.503.456 | CAP, END, MACH, SUBMGD IDLER, MODEL 1530 SFC | 245DEWTRUA | BOTTOM ASH DEWATERING UNIT A, INCLUDES DIVERTER GATE, PIPING, VALVES, INSTRUMENTATION, SUBMERGED CONVEYOR, HEAD AND TAIL PULLEYS. | 493425-1 | 2FA18G5 | 1 | EA | 608.02
PETE | 5205113 | 10.528.367 | CONVEYOR, FLIGHT-TYPE SFC SUBMERGED, MDL 1530 | 245DEWTRUA | BOTTOM ASH DEWATERING UNIT A, INCLUDES DIVERTER GATE, PIPING, VALVES, INSTRUMENTATION, SUBMERGED CONVEYOR, HEAD AND TAIL PULLEYS. | 493018-1 | BOTTOMASH | 78 | EA | 73290.1
PETE | 5205114 | 10.516.067 | CONVEYOR, FLIGHT-TYPE W/ANODE, SFC SUBMERGED, MDL 1530 | 245DEWTRUA | BOTTOM ASH DEWATERING UNIT A, INCLUDES DIVERTER GATE, PIPING, VALVES, INSTRUMENTATION, SUBMERGED CONVEYOR, HEAD AND TAIL PULLEYS. | 493018-3 | SB1AC3 | 28 | EA | 29082.5
PETE | 5225062 | 10.515.656 | COLLAR, SPLIT, ASSEMBLY, | 245DEWTRUA | BOTTOM ASH DEWATERING UNIT A, INCLUDES DIVERTER GATE, PIPING, VALVES, INSTRUMENTATION, SUBMERGED CONVEYOR, HEAD AND TAIL PULLEYS. | 36464 | 2FA18G25 | 5 | ASY | 3174.93
PETE | 5205115 | 10.532.642 | PUSHBUTTON, BLACK, 1 NO | 245DEWTRUA | BOTTOM ASH DEWATERING UNIT A, INCLUDES DIVERTER GATE, PIPING, VALVES, INSTRUMENTATION, SUBMERGED CONVEYOR, HEAD AND TAIL PULLEYS. | 42213-112 | 4FA2B9 | 12 | EA | 528
PETE | 5225048 | 10.536.470 | WHEEL, IDLER, MACH, MDL 1530, SFC | 245DEWTRUA | BOTTOM ASH DEWATERING UNIT A, INCLUDES DIVERTER GATE, PIPING, VALVES, INSTRUMENTATION, SUBMERGED CONVEYOR, HEAD AND TAIL PULLEYS. | 492988-1 | SB1LD7 | 1 | EA | 4050.76
PETE | 5225054 | 10.531.642 | RING, "O", 4.5"X4.75"X.12" DIA | 245DEWTRUA | BOTTOM ASH DEWATERING UNIT A, INCLUDES DIVERTER GATE, PIPING, VALVES, INSTRUMENTATION, SUBMERGED CONVEYOR, HEAD AND TAIL PULLEYS. | 40636-85 | 2FA18E45 | 1 | EA | 16.16
PETE | 5225056 | 10.509.820 | WEARPLATE, 1X47.5X114.25, AR 400 | 245DEWTRUA | BOTTOM ASH DEWATERING UNIT A, INCLUDES DIVERTER GATE, PIPING, VALVES, INSTRUMENTATION, SUBMERGED CONVEYOR, HEAD AND TAIL PULLEYS. | 493047 | SB4 FLOOR | 1 | EA | 3097
PETE | 5225058 | 10.521.123 | ROD, INDICATING, SFC | 245DEWTRUA | BOTTOM ASH DEWATERING UNIT A, INCLUDES DIVERTER GATE, PIPING, VALVES, INSTRUMENTATION, SUBMERGED CONVEYOR, HEAD AND TAIL PULLEYS. | 497427 | 2FA18J4 | 1 | EA | 137.74
PETE | 5225059 | 10.509.106 | GUARD, SHAFT, SFC, MDL 1530 | 245DEWTRUA | BOTTOM ASH DEWATERING UNIT A, INCLUDES DIVERTER GATE, PIPING, VALVES, INSTRUMENTATION, SUBMERGED CONVEYOR, HEAD AND TAIL PULLEYS. | 493021 | SB1LC6 | 1 | EA | 2638.6
PETE | 5225060 | 10.508.639 | REDUCER, PLANETARY GEAR, 792.3:1 | 245DEWTRUA | BOTTOM ASH DEWATERING UNIT A, INCLUDES DIVERTER GATE, PIPING, VALVES, INSTRUMENTATION, SUBMERGED CONVEYOR, HEAD AND TAIL PULLEYS. | 43286-11-0 |  | 0 | EA | 0
PETE | 5225065 | 10.518.981 | MOTOR FLUID, 2500 PSI, 2500 RPM | 245DEWTRUA | BOTTOM ASH DEWATERING UNIT A, INCLUDES DIVERTER GATE, PIPING, VALVES, INSTRUMENTATION, SUBMERGED CONVEYOR, HEAD AND TAIL PULLEYS. | 43285-12 | SB1LC5 | 1 | EA | 4992
PETE | 5225072 | 10.505.035 | ROD, INDICATING, SFC | 245DEWTRUA | BOTTOM ASH DEWATERING UNIT A, INCLUDES DIVERTER GATE, PIPING, VALVES, INSTRUMENTATION, SUBMERGED CONVEYOR, HEAD AND TAIL PULLEYS. | 497427-3 | 2FA18J4 | 1 | EA | 548
PETE | 5225073 | 10.504.954 | NUT, HEX, 2.5"-4, ACME | 245DEWTRUA | BOTTOM ASH DEWATERING UNIT A, INCLUDES DIVERTER GATE, PIPING, VALVES, INSTRUMENTATION, SUBMERGED CONVEYOR, HEAD AND TAIL PULLEYS. | 492485 | 2FA18E45 | 1 | EA | 583
PETE | 5225263 | 10.531.191 | LIGHT, AMBER, LED, 120V, AC/DC | 245DEWTRUA | BOTTOM ASH DEWATERING UNIT A, INCLUDES DIVERTER GATE, PIPING, VALVES, INSTRUMENTATION, SUBMERGED CONVEYOR, HEAD AND TAIL PULLEYS. | 9001SKP38LYA31 | 2FA25G65 | 3 | EA | 280.5
PETE | 5225264 | 10.518.905 | LIGHT, RED, LED, 120 VAC | 245DEWTRUA | BOTTOM ASH DEWATERING UNIT A, INCLUDES DIVERTER GATE, PIPING, VALVES, INSTRUMENTATION, SUBMERGED CONVEYOR, HEAD AND TAIL PULLEYS. | 9001SKP38LRR31 | 2FA25G65 | 3 | EA | 264.3
PETE | 5225265 | 10.510.018 | PUSH BUTTON, RED, 1 BLOCK, FULL GRD | 245DEWTRUA | BOTTOM ASH DEWATERING UNIT A, INCLUDES DIVERTER GATE, PIPING, VALVES, INSTRUMENTATION, SUBMERGED CONVEYOR, HEAD AND TAIL PULLEYS. | 9001SKR1RH13 | 2FA25E66 | 6 | EA | 364.8
PETE | 5225266 | 10.522.708 | SWITCH, SEL, 2 POSN, 1 BLOCK, BLACK | 245DEWTRUA | BOTTOM ASH DEWATERING UNIT A, INCLUDES DIVERTER GATE, PIPING, VALVES, INSTRUMENTATION, SUBMERGED CONVEYOR, HEAD AND TAIL PULLEYS. | 9001SKS11BH13 | 2FA25G65 | 3 | EA | 217.2
PETE | 5225267 | 10.511.190 | SWITCH, SEL, 3 POSN, 1 BLOCK, BLACK | 245DEWTRUA | BOTTOM ASH DEWATERING UNIT A, INCLUDES DIVERTER GATE, PIPING, VALVES, INSTRUMENTATION, SUBMERGED CONVEYOR, HEAD AND TAIL PULLEYS. | 9001SKS43BH13 | 2FA25G63 | 2 | EA | 192
PETE | 5225268 | 10.535.373 | SWITCH, SEL, 2 POS, 1 NO | 245DEWTRUA | BOTTOM ASH DEWATERING UNIT A, INCLUDES DIVERTER GATE, PIPING, VALVES, INSTRUMENTATION, SUBMERGED CONVEYOR, HEAD AND TAIL PULLEYS. | 9001SKS11BH5 | 2FA25G63 | 3 | EA | 172.5
PETE | 5225269 | 10.518.337 | KIT, TARGET PLATE, SUBMERGED IDLER | 245DEWTRUA | BOTTOM ASH DEWATERING UNIT A, INCLUDES DIVERTER GATE, PIPING, VALVES, INSTRUMENTATION, SUBMERGED CONVEYOR, HEAD AND TAIL PULLEYS. | 4920-401 | 2FA25B50 | 1 | EA | 166.56
PETE | 5225271 | 10.532.634 | PLATE,TARGET, PROX SNSR, SUBMERGED IDLER | 245DEWTRUA | BOTTOM ASH DEWATERING UNIT A, INCLUDES DIVERTER GATE, PIPING, VALVES, INSTRUMENTATION, SUBMERGED CONVEYOR, HEAD AND TAIL PULLEYS. | 497426-1 | 2FA25B49 | 1 | EA | 127
PETE | 5225226 | 10.524.046 | VALVE, BUTTERFLY, 30", MANUAL, GEAR OP, LOCK | 245DEWTRUB | BOTTOM ASH DEWATERING UNIT B, INCLUDES DIVERTER GATE, PIPING, VALVES, INSTRUMENTATION, SUBMERGED CONVEYOR, HEAD AND TAIL PULLEYS. | 54674-25-201 | SB1OF2 | 2 | EA | 56024
PETE | 5205330 | 10.504.799 | PRESSURE TRANSMITTER, BADU A HPU OIL | 245BHPU111 | BOTTOM ASH DEWATERING UNIT HYDRAULIC POWER UNIT 111, INCLUDES LUBE OIL RES., HEAT EXCHANGER, FAN AND MOTOR, OIL HEATER, 2 HYD. PUMPS, PIPING, VALVES AND INSTRUMENTS. | 3051S2TG4A2E11A1AM5 | 2FA58B2 | 1 | EA | 1736.11
PETE | 5205331 | 10.535.256 | TEMPERATURE SENSOR, BADU HPU OIL RESERVOIR | 245BHPU111 | BOTTOM ASH DEWATERING UNIT HYDRAULIC POWER UNIT 111, INCLUDES LUBE OIL RES., HEAT EXCHANGER, FAN AND MOTOR, OIL HEATER, 2 HYD. PUMPS, PIPING, VALVES AND INSTRUMENTS. | 214CRTSMB1S4E0042SLXW (SENSOR) | 2FA22A17 | 1 | EA | 343.95
PETE | 5205334 | 10.530.190 | GAUGE, 4 1/2", 1220, S, 1/2" NPT BACK, RANGE 0-3000 PSI | 245BHPU111 | BOTTOM ASH DEWATERING UNIT HYDRAULIC POWER UNIT 111, INCLUDES LUBE OIL RES., HEAT EXCHANGER, FAN AND MOTOR, OIL HEATER, 2 HYD. PUMPS, PIPING, VALVES AND INSTRUMENTS. | 45-1220S-02B-200BAR/3000#/AC1278M | 2FA22I25 | 1 | EA | 338.15
PETE | 5205335 | 10.517.899 | GAUGE, 4 1/2", 1220, S, 1/2" NPT BACK, RANGE 0-5000 PSI | 245BHPU111 | BOTTOM ASH DEWATERING UNIT HYDRAULIC POWER UNIT 111, INCLUDES LUBE OIL RES., HEAT EXCHANGER, FAN AND MOTOR, OIL HEATER, 2 HYD. PUMPS, PIPING, VALVES AND INSTRUMENTS. | 45-1220S-02B-350BAR/5000#/AC1278M | 2FA22I24 | 1 | EA | 338.15
PETE | 5205310 | 10.514.934 | CAUSTIC, FERRIC CHLORIDE, SULFURIC ACID, FGD EQ, OWW EQUALIZATION, OWW EFFLUENT SUMP, TANK LEVEL ELEMENT/SENSOR | 245BAEFTKA | BOTTOM ASH HANDLING EFFLUENT TANK A. 177,000 GALLONS MINIMUM ACTIVE VOLUME 293,000 TOTAL VOLUME | 3102 H A 1 F RC NA C8 Q4 ST | 2FA22G19 | 2 | EA | 3180.95
PETE | 5225066 | 10.517.315 | GASKET, 10", 15.19"X10"X.25", NEOP | 245BAP0000 | BOTTOM ASH PIPING ON PIPE RACK TO S.F.C., UNITS 1, 2, 3 & 4. ASSOCIATED WITH NPDES WATER TREATMENT SYSTEM. | 408467-1 | 2FA18G23 | 8 | EA | 160
PETE | 5702940 | 10.529.456 | GASKET, PIPING, 12", FOR BASALT (DUR-ROK) STEEL FLANGE CONNECTORS, USED ON EWS #7 BOTTOM ASH SYSTEMS. | 245BAP0000 | BOTTOM ASH PIPING ON PIPE RACK TO S.F.C., UNITS 1, 2, 3 & 4. ASSOCIATED WITH NPDES WATER TREATMENT SYSTEM. | 408468 | 4FA54A7 | 10 | EA | 757.7
PETE | 5225049 | 10.529.010 | ELBOW, 10", 90 DEG, DUR-ROK | 245BAP0000 | BOTTOM ASH PIPING ON PIPE RACK TO S.F.C., UNITS 1, 2, 3 & 4. ASSOCIATED WITH NPDES WATER TREATMENT SYSTEM. | 171042-8 | SB1LD6 | 1 | EA | 1759
PETE | 5225255 | 10.516.685 | ELBOW, 10", 45 DEG, DUR-ROK | 245BAP0000 | BOTTOM ASH PIPING ON PIPE RACK TO S.F.C., UNITS 1, 2, 3 & 4. ASSOCIATED WITH NPDES WATER TREATMENT SYSTEM. | 171041-8-0-1 | SB1JC3 | 1 | EA | 1382
PETE | 5225256 | 10.501.110 | ELBOW, 12", 45 DEG, DUR-ROK | 245BAP0000 | BOTTOM ASH PIPING ON PIPE RACK TO S.F.C., UNITS 1, 2, 3 & 4. ASSOCIATED WITH NPDES WATER TREATMENT SYSTEM. | 171041-10-0-1 | SB1JC3 | 1 | EA | 1516
PETE | 5225257 | 10.518.852 | LATERAL, 10", 45 DEG, DUR-ROK | 245BAP0000 | BOTTOM ASH PIPING ON PIPE RACK TO S.F.C., UNITS 1, 2, 3 & 4. ASSOCIATED WITH NPDES WATER TREATMENT SYSTEM. | 171159-0-1 | SB1JD2 | 1 | EA | 2569
PETE | 5225258 | 10.531.143 | LATERIAL - 12", 45 DEG, DUR-ROK | 245BAP0000 | BOTTOM ASH PIPING ON PIPE RACK TO S.F.C., UNITS 1, 2, 3 & 4. ASSOCIATED WITH NPDES WATER TREATMENT SYSTEM. | 171161 | SB1JD2 | 1 | EA | 6198.07
PETE | 5225259 | 10.535.624 | TEE, 10", DUR-ROK | 245BAP0000 | BOTTOM ASH PIPING ON PIPE RACK TO S.F.C., UNITS 1, 2, 3 & 4. ASSOCIATED WITH NPDES WATER TREATMENT SYSTEM. | 171256-0-1 | SB1JB2 | 1 | EA | 1996
PETE | 5225260 | 10.522.960 | TEE, 12", DUR-ROK | 245BAP0000 | BOTTOM ASH PIPING ON PIPE RACK TO S.F.C., UNITS 1, 2, 3 & 4. ASSOCIATED WITH NPDES WATER TREATMENT SYSTEM. | 171258-0-1 | SB1JC2 | 1 | EA | 2176
PETE | 5205264 | 10.517.901 | GAUGE, 4 1/2", 1279, SS, 1/2" NPT BACK, RANGE 0-100 PSI | 245ZLDBBC1 | BRINE BLOWDOWN COOLER "1". 9HTX-ZLD401 | 45-1279-SS-04B-XLLSGNH-0/100 PSI (G) | 2FA22A24 | 1 | EA | 183.7
PETE | 5205338 | 10.510.869 | SEAL CHAMBER, MODEL 3196MTI 6" | 245ZLDBBP1 | BRINE BLOWDOWN PUMP NO. "1", MOTOR, PIPING, VALVES, INSTRUMENTS AND CONTROLS. 9PMP-ZLD391 FED FROM WWTP 480V MCC 1 POSITION 06G 30 AMP BREAKER. | RC04107A01 1216P | 2FA22D19 | 3 | EA | 4633.12
PETE | 5205495 | 10.519.275 | MOTOR, 7.5 HP, 3520 RPM, 213T FRAME, 460 VOLT. | 245ZLDBBP1 | BRINE BLOWDOWN PUMP NO. "1", MOTOR, PIPING, VALVES, INSTRUMENTS AND CONTROLS. 9PMP-ZLD391 FED FROM WWTP 480V MCC 1 POSITION 06G 30 AMP BREAKER. | 1LE24212AA112AA3-Z+F20+Y80 | SB1JC9 | 0 | EA | 0
PETE | 5225570 | 10.534.306 | SLEEVE, PUMP, SHAFT W/C'S & P'S AUSTENTIC FERRITIC ASTM A276, TO BE USED WITH GOULD PUMP MODEL 3196 STi AT PETERSBURG WATER TREATMENT. | 245ZLDBBP1 | BRINE BLOWDOWN PUMP NO. "1", MOTOR, PIPING, VALVES, INSTRUMENTS AND CONTROLS. 9PMP-ZLD391 FED FROM WWTP 480V MCC 1 POSITION 06G 30 AMP BREAKER. | 76772X 2435P | 2FA18E6 | 3 | EA | 9988.59
PETE | 5225571 | 10.520.344 | PUMP, COMPLETE, GOULD 3196 STi SIZE 1X1.5-6, 3500 RPM, CAPACITY - 75 GPM, HEAD - 99 FT., MECHANICAL SEAL - JOHN CRANE 5610Q, SINGLE CARTRIDGE, FOR PETERSBURG WATER TREATMENT. | 245ZLDBBP1 | BRINE BLOWDOWN PUMP NO. "1", MOTOR, PIPING, VALVES, INSTRUMENTS AND CONTROLS. 9PMP-ZLD391 FED FROM WWTP 480V MCC 1 POSITION 06G 30 AMP BREAKER. | 3196 STi SIZE 1X1.5-6, ITEM NO N724H643 | SB1LE6 | 1 | EA | 6052
PETE | 5225572 | 10.509.288 | IMPELLER, PUMP, SA W/O-RING C'S & P'S CD4MCU Imp dia. = 5.0 in., TO BE USED WITH GOULD PUMP MODEL 3196 STi FOR PETERSBURG WATER TREATMENT. | 245ZLDBBP1 | BRINE BLOWDOWN PUMP NO. "1", MOTOR, PIPING, VALVES, INSTRUMENTS AND CONTROLS. 9PMP-ZLD391 FED FROM WWTP 480V MCC 1 POSITION 06G 30 AMP BREAKER. | 076781 1216P | 2FA18C6 | 1 | EA | 1097.25
PETE | 5225578 | 10.529.487 | GASKET, PUMP, CASING (.062 THK) ARAMID FIBER W/EPDM RUBBER, TO BE USED WITH GOULD PUMP MODEL 3196 STi, AT PETERSBURG WATER TREATMENT. | 245ZLDBBP1 | BRINE BLOWDOWN PUMP NO. "1", MOTOR, PIPING, VALVES, INSTRUMENTS AND CONTROLS. 9PMP-ZLD391 FED FROM WWTP 480V MCC 1 POSITION 06G 30 AMP BREAKER. | 70782 81 5127 | 2FA18E10 | 3 | EA | 36
PETE | 5225947 | 10.525.851 | BEARING, INTERMEDIATE, UPPER & LOWER, MDL# 3N4-32 | 245ZLDBBTM | BRINE BLOWDOWN TANK MIXER. FED FROM WWTP 480V MCC 1 POSITION 06C 15 AMP BREAKER. | 32305 (SHARPE STK CODE #610001) | 2FA25G68 | 2 | EA | 284
PETE | 5225949 | 10.525.870 | BEARING, OUTPUT, UPPER & LOWER, MDL 3N4-32 | 245ZLDBBTM | BRINE BLOWDOWN TANK MIXER. FED FROM WWTP 480V MCC 1 POSITION 06C 15 AMP BREAKER. | 30214 (SHARPE STK CODE #610000) | 2FA25H68 | 2 | EA | 420
PETE | 5225968 | 10.525.862 | BEARING, LOWER INPUT, MDL# 3N4-32 | 245ZLDBBTM | BRINE BLOWDOWN TANK MIXER. FED FROM WWTP 480V MCC 1 POSITION 06C 15 AMP BREAKER. | 6310-Z | 2FA18F2 | 1 | EA | 53.67
PETE | 5225969 | 10.525.895 | BEARING, UPPER INPUT, MDL# 3N4-32, 9MXR-ZLD380 | 245ZLDBBTM | BRINE BLOWDOWN TANK MIXER. FED FROM WWTP 480V MCC 1 POSITION 06C 15 AMP BREAKER. | 6311-Z | 2FA18F2 | 1 | EA | 89.81
PETE | 5225985 | 10.509.058 | COMPLETE GEARBOX, SHARPE MDL# 3N4-32 | 245ZLDBBTM | BRINE BLOWDOWN TANK MIXER. FED FROM WWTP 480V MCC 1 POSITION 06C 15 AMP BREAKER. | CGA-M5 | 2FA25D56 | 1 | EA | 909
PETE | 5225946 | 10.534.157 | UPPER OUTPUT OIL SEAL, MDL# 3N4-32 | 245ZLDBBTM | BRINE BLOWDOWN TANK MIXER. FED FROM WWTP 480V MCC 1 POSITION 06C 15 AMP BREAKER. | 70X125X12A (SHARPE STK CODE #615001) | 2FA25G68 | 1 | EA | 81
PETE | 5225948 | 10.522.425 | INPUT COUPLING SLEEVE (M38) MDL 3N4-32 | 245ZLDBBTM | BRINE BLOWDOWN TANK MIXER. FED FROM WWTP 480V MCC 1 POSITION 06C 15 AMP BREAKER. | 51483400 (SHARPE STK CODE #617000) | 2FA25H68 | 1 | EA | 90
PETE | 5225950 | 10.521.926 | SHIM, MDL# 3N4-32 | 245ZLDBBTM | BRINE BLOWDOWN TANK MIXER. FED FROM WWTP 480V MCC 1 POSITION 06C 15 AMP BREAKER. | 29110012 (SHARPE STK CODE #613000) | 2FA25H68 | 2 | EA | 22
PETE | 5225952 | 10.510.581 | SEAL PLUG, MDL# 3N4-32 | 245ZLDBBTM | BRINE BLOWDOWN TANK MIXER. FED FROM WWTP 480V MCC 1 POSITION 06C 15 AMP BREAKER. | 25806200 (SHARPE STK CODE #611002) | 2FA25G69 | 1 | EA | 19
PETE | 5225957 | 10.510.799 | SHIM, MDL# 3N4-32 | 245ZLDBBTM | BRINE BLOWDOWN TANK MIXER. FED FROM WWTP 480V MCC 1 POSITION 06C 15 AMP BREAKER. | 29105011 (SHARPE STK CODE #613002) | 2FA25H69 | 2 | EA | 22
PETE | 5225962 | 10.534.596 | SHIM, MDL# 3N4-32 | 245ZLDBBTM | BRINE BLOWDOWN TANK MIXER. FED FROM WWTP 480V MCC 1 POSITION 06C 15 AMP BREAKER. | 29105051 (SHARPE STK CODE #613003) | 2FA25H70 | 2 | EA | 22
PETE | 5225965 | 10.533.733 | INPUT OIL SEAL, MDL# 3N4-32 | 245ZLDBBTM | BRINE BLOWDOWN TANK MIXER. FED FROM WWTP 480V MCC 1 POSITION 06C 15 AMP BREAKER. | 50X80X10A | 2FA18E2 | 1 | EA | 3.35
PETE | 5225967 | 10.533.740 | OIL SEAL, LOWER OUT, MDL# 3N4-32, 9MXR-ZLD380 | 245ZLDBBTM | BRINE BLOWDOWN TANK MIXER. FED FROM WWTP 480V MCC 1 POSITION 06C 15 AMP BREAKER. | 70X125X12AS | 2FA18A1 | 2 | EA | 18.54
PETE | 5205282 | 10.517.514 | GAUGE, TEMPERATURE, 5", EI, 1/2" NPT CODE 60, SS, 0-250 DEG F, 0-250 DEG F | 245ZLD0BBT | BRINE BLOWDOWN TANK. | 50-EI-60-E-180-XNHSG-0/250 DEG F | 2FA58A1 | 1 | EA | 130.2
PETE | 5205203 | 10.519.044 | LOW PRESSURE SWITCH | 245ZLDBRPA | BRINE RECIRC PUMP "A", MOTOR, PIPING, VALVES, INSTRUMENTS AND CONTROLS.. 9PMP-ZLD001A | QJ120-15273 | 2FA22D24 | 1 | EA | 617.85
PETE | 5205239 | 10.511.600 | ULTRASONIC LEVEL SWITCH | 245ZLDBRPA | BRINE RECIRC PUMP "A", MOTOR, PIPING, VALVES, INSTRUMENTS AND CONTROLS.. 9PMP-ZLD001A | 910-P1A0-001 | 2FA22C26 | 1 | EA | 575
PETE | 5205321 | 10.514.857 | BRINE LOOP RETURN PRESS TRANSMITTER | 245ZLD0BT1 | BRINE TANK "1". | 3051TG3A2B21AB4M5Q4 | 2FA58B2 | 1 | EA | 2357.31
PETE | 5015815 | 10.512.055 | VALVE, BALL, 1", DK LOC SWING OUT, 316 SS, 2200 PSI, TUBE END, USED ON PETE CALCIUM BROMIDE SYSTEM. | 299ENCABRV | CALCIUM BROMIDE TRANSFER PUMP ISOLATION VALVES AND PIPING. | V83C-D-16T-S | 2FA9D34 | 2 | EA | 546
PETE | 5205210 | 10.523.449 | THERMOCOUPLE SENSOR, TYPE K, 1/4" DIA, 316SS, UNGROUNDED JUNCTION | 245SLA0CFT | CHEMICAL FEED TANK. | K48U-S4D0408T1-SC-8HN31 | 2FA25G77 | 1 | EA | 248
PETE | 6407382 | 10.509.733 | MOTOR, 5 HP, 3450 RPM, 3PH, 60HZ, 230/460V, TEFC, EPACT, EFF, FM 184T, 1.15 SF, F INSUL., 40C AMB., F1 BOX, STEEL FRAME | 245ZLDCIPP | CLEAN IN PLACE PUMP, MOTOR, PIPING, VALVES, INSTRUMENTS AND CONTROLS. 9PMP-ZLD460 FED FROM WWTP 480V MCC 2 POSITION 06L 15 AMP BREAKER. | 1LE23211CA314AA3 | SB1ED11 | 2 | EA | 2402.2
PETE | 5225574 | 10.510.584 | SEAL, PUMP, LABY INBOARD (VBXX-D), TO BE USED WITH GOULD PUMP MODEL 3196 STi AT PETERSBURG WATER TREATMENT. | 245ZLDCIPP | CLEAN IN PLACE PUMP, MOTOR, PIPING, VALVES, INSTRUMENTS AND CONTROLS. 9PMP-ZLD460 FED FROM WWTP 480V MCC 2 POSITION 06L 15 AMP BREAKER. | R104-435 2238 | 2FA18A11 | 1 | EA | 450
PETE | 5225575 | 10.518.108 | IMPELLER, PUMP, SA W/TFL O-RING W/C&P'S, 316SS, Imp. dia. = 4.625 in., TO BE USED WITH GOULD PUMP MODEL 3196 STi AT PETERSBURG WATER TREATMENT. | 245ZLDCIPP | CLEAN IN PLACE PUMP, MOTOR, PIPING, VALVES, INSTRUMENTS AND CONTROLS. 9PMP-ZLD460 FED FROM WWTP 480V MCC 2 POSITION 06L 15 AMP BREAKER. | 076792 1203P | 2FA18C5 | 1 | EA | 1055.25
PETE | 5225582 | 10.520.342 | PUMP, COMPLETE, GOULD 3196 STi, SIZE 1.5X3-6, 3520 RPM, CAPACITY - 100 GPM, HEAD - 75.6 FT., MECHANICAL SEAL - JOHN CRANE 5610Q, SINGLE CARTRIDGE, FOR PETERSBURG WATER TREATMENT. | 245ZLDCIPP | CLEAN IN PLACE PUMP, MOTOR, PIPING, VALVES, INSTRUMENTS AND CONTROLS. 9PMP-ZLD460 FED FROM WWTP 480V MCC 2 POSITION 06L 15 AMP BREAKER. | 3196 STi, SIZE 1.5X3-6, ITEM NO N724H644 | SB1LE6 | 1 | EA | 6077
PETE | 5225956 | 10.528.124 | SPLIT COUPLING, 5/8" X 1", MDL# FDP-150 | 245ZLDCIPM | CLEAN IN PLACE TANK MIXER. FED FROM WWTP 480V MCC 1 POSITION 07E 7 AMP BREAKER. | 5L 100010 (SHARPE STK CODE #200003) | 2FA25G70 | 1 | EA | 171
PETE | 5225960 | 10.504.444 | MIXER FIXER KIT, 1", MDL# FDP-150 9MXR-ZLD450 | 245ZLDCIPM | CLEAN IN PLACE TANK MIXER. FED FROM WWTP 480V MCC 1 POSITION 07E 7 AMP BREAKER. | DM5K100 | 2FA25H69 | 1 | LT | 315
PETE | 5009246 | 10.516.390 | ELEMENT, OIL FILTER, K-10, FOR PETE #1 & #2 SCRUBBER OXIDATION AIR COMPRESSORS, ATLAS COPCO MODEL HA-9, S/N ACC9250030/31/32/33 & 34, ITEM 5. | 272CHP0100 | CMP 120-1 OAS COMPRESSOR MAIN OIL PUMP * | 1320707710 | 2FA17I2 | 3 | EA | 383.22
PETE | 5009245 | 10.509.882 | O-RING KIT, OIL FILTER, FOR PETE #1 & #2 SCRUBBER OXIDATION AIR COMPRESSORS, ATLAS COPCO MODEL HA-9, S/N ACC9250030/31/32/33 & 34, ITEM 4. | 272CHP0100 | CMP 120-1 OAS COMPRESSOR MAIN OIL PUMP * | 1420090387 | 2FA17E5 | 2 | LT | 204.94
PETE | 5009796 | 10.509.998 | PUMP, OIL, COMPRESSOR, MAIN OIL PUMP FOR PETE #1 & #2 SCRUBBER OXIDATION AIR COMPRESSORS. | 272CHP0100 | CMP 120-1 OAS COMPRESSOR MAIN OIL PUMP * | C3EBCX-143J-D257 | 4FA52B5 | 3 | EA | 8939.5
PETE | 5009227 | 10.528.397 | COUPLING ASSY., PT #1320708210 (CONSISTING OF 1 EA OF 1320708215, -8216 & -8225) FOR PUMP ON ATLAS COPCO AIR COMPRESSOR - MODEL HA-9, S/N ACC9250030/31/32/33/34, USED AS OXIDATION AIR COMPRESSORS PETE 1 & 2 SCRUBBER. | 272CHP0100 | CMP 120-1 OAS COMPRESSOR MAIN OIL PUMP * | 1320708210 | 2FA17D3 | 3 | EA | 570
PETE | 5706867 | 10.520.857 | REDUCER, R43T, INLINE, SO# 94G59144, 5 & 6, USED AT GYPSUM CONVEYORS 120-9, 10 & 11. | 272CNV0090 | CNV 120-9 GYPSUM TRAN. CONVEYOR ( 24" DW-45 TPH ) | U182S43T | SB1HC7 | 1 | EA | 13320
PETE | 5004740 | 10.532.517 | PULLEY, CONVEYOR, 18" OD X 28" FACE SUPER DUTY CHEVRON WING W/XT35 X 2-15/16" STEEL BUSHNGS (FULL KEY) 2-15/16", DIAM X 46-1/4" OAL SHAFT W/TWO (2) KEYSEATS (NO JOURNALS & CENTER MOUNTED AS FOLLOWS: 9 1/8" --(28" FACE) - 9 1/8" (FIXED). | 272CNV0150 | CNV 44-15 GYPSUM TRANSFER CONVEYOR |  | SB1KD2 | 2 | EA | 5158
PETE | 5706001 | 10.518.461 | IDLER, CEMA C, 6" DIA, 35 DEG, 24" BELT WIDTH | 272CNV0150 | CNV 44-15 GYPSUM TRANSFER CONVEYOR | C6-35EI-24 | SB3DC3 | 4 | EA | 1066.64
PETE | 5714242 | 10.509.971 | PUMP, ROTARY GEAR, ASSY., W/ MOTOR, W/ MECHANICAL SEAL, RELIEF VALVE SET@ 100 PSI, FLEX COUPLED TO 3/4 HP MOTOR, 1200 RPM, EXPLOSION PROOF, 115-230V, SINGLE PHASE, W/ GUARD & BASE, FOR PETE COAL CONVEYOR ANTIFREEZE SPRAY SYSTEM. | 266MBDI000 | COAL BELT DE-ICER | G432 | SB1MB8 | 1 | ST | 3366.26
PETE | 5109198 | 10.528.682 | ELEMENT - HYDRALIC OIL FOR MICHIGAN TRACTOR DOZER 380 IIIA, SERIAL NO. 418E110K AND CLARK 275C FRONT LOADER SERIAL NO. 492B292 AND CLARK 380 DOZER SERIAL NO. 813B317C AT PETE. | 266CHE0101 | COAL HANDLING DOZER 280 **** SEE EQUIPMENT NOTES PAGE 6 **** *CUTTING AND WELDING PERMIT REQUIRED* | HF6089 | SB1CE8 | 13 | EA | 375.18
PETE | 5109550 | 10.528.915 | FILTER, BY-PASS, FOR CUMMINS DIESEL MOTOR, MODEL NT-85512, S/N 10302407-8, USED ON MICHIGAN 275C DOZER & G.E. 110 TON LOCOMOTIVE. | 266CHE0101 | COAL HANDLING DOZER 280 **** SEE EQUIPMENT NOTES PAGE 6 **** *CUTTING AND WELDING PERMIT REQUIRED* | LF777 | SB1CE8 | 12 | EA | 135.72
PETE | 5109193 | 10.517.034 | FILTER, OIL, FOR FRONT ENGINE ON G.E. 110 TON LOCOMOTIVE #11 AT STOUT AND MICHIGAN DOZER MODEL 380 IIIA SERIAL # 418E110K AT PETE AND CUMMINS DIESEL ENGINES FOR 50 TON ELECTRIC LOCOMOTIVE, MODEL H-6-B1 AT PK. | 266CHE0101 | COAL HANDLING DOZER 280 **** SEE EQUIPMENT NOTES PAGE 6 **** *CUTTING AND WELDING PERMIT REQUIRED* | LF670 | SB1CE8 | 62 | EA | 677.04
PETE | 5109195 | 10.528.917 | ELEMENT, FILTER, ENGINE FUEL, FOR CUMMINS ENGINE KT115DC, USED ON PETE R35 EUCLID TRUCKS & PETE COAL HANDLING MICHIGAN 380 DOZER, S/N 813B317CAC. | 266CHE0101 | COAL HANDLING DOZER 280 **** SEE EQUIPMENT NOTES PAGE 6 **** *CUTTING AND WELDING PERMIT REQUIRED* | FF105D | SB1CE8 | 3 | EA | 19.96
PETE | 5109329 | 10.516.403 | ELEMENT, FILTER, WATER CORROSION RESISTOR, FOR CUMMINS ENGINE KTA1150, NTA 380B1 & NT855, USED ON PETE MOBILE EQUIPMENT. | 266CHE0101 | COAL HANDLING DOZER 280 **** SEE EQUIPMENT NOTES PAGE 6 **** *CUTTING AND WELDING PERMIT REQUIRED* | WF2053 | SB1CE8 | 7 | EA | 78.1
PETE | 5109222 | 10.534.461 | SPACER, SKID SHOE, FOR PETE COAL HANDLING MICHIGAN 380 DOZERS, S/N 418-E177K & 418-110K. | 266CHE0110 | COAL HANDLING DOZER 380 SN418E110K **** SEE EQUIPMENT NOTES PAGE 6 **** *CUTTING AND WELDING PERMIT REQUIRED* | 571936 | 2FA6C35 | 22 | EA | 1133.22
PETE | 5109649 | 10.508.037 | ELEMENT, TRANSMISSION OIL FILTER, FOR CLARK 380 COAL DOZER, S/N 813B317C. | 266CHE0110 | COAL HANDLING DOZER 380 SN418E110K **** SEE EQUIPMENT NOTES PAGE 6 **** *CUTTING AND WELDING PERMIT REQUIRED* | HF6586 | SB1CE6 | 5 | EA | 148.5
PETE | 5109213 | 10.528.973 | CUTTING EDGE, LEFT-HAND, FOR PETE MICHIGAN 380 ASH POND DOZER, S/N 813-B317. | 266CHE0110 | COAL HANDLING DOZER 380 SN418E110K **** SEE EQUIPMENT NOTES PAGE 6 **** *CUTTING AND WELDING PERMIT REQUIRED* | IP10066 / 4409011 | SB1RE8 | 4 | EA | 876.2
PETE | 5109214 | 10.516.676 | CUTTING EDGE, LEFT-HAND, FOR PETE MICHIGAN 380 ASH POND DOZER, S/N 813-B317. | 266CHE0110 | COAL HANDLING DOZER 380 SN418E110K **** SEE EQUIPMENT NOTES PAGE 6 **** *CUTTING AND WELDING PERMIT REQUIRED* | IP10088 / 4409013 | SB1RE8 | 4 | EA | 1282.44
PETE | 5109215 | 10.503.823 | CUTTING EDGE, CENTER, FOR PETE MICHIGAN 380 ASH POND DOZER, S/N 813-B317. | 266CHE0110 | COAL HANDLING DOZER 380 SN418E110K **** SEE EQUIPMENT NOTES PAGE 6 **** *CUTTING AND WELDING PERMIT REQUIRED* | IP10210 / 4409038 | SB1 RACK C | 4 | EA | 3596.72
PETE | 5109216 | 10.507.974 | CUTTING EDGE, RIGHT-HAND, FOR PETE MICHIGAN 380 ASH POND DOZER, S/N 813-B317. | 266CHE0110 | COAL HANDLING DOZER 380 SN418E110K **** SEE EQUIPMENT NOTES PAGE 6 **** *CUTTING AND WELDING PERMIT REQUIRED* | IP10087 / 4409012 | SB1RE8 | 4 | EA | 1328.16
PETE | 5109217 | 10.528.974 | CUTTING EDGE, RIGHT-HAND, FOR PETE MICHIGAN 380 ASH POND DOZER, S/N 813-B317. | 266CHE0110 | COAL HANDLING DOZER 380 SN418E110K **** SEE EQUIPMENT NOTES PAGE 6 **** *CUTTING AND WELDING PERMIT REQUIRED* | IP10065 / 4409010 | SB1RE8 | 4 | EA | 878.52
PETE | 5109488 | 10.534.624 | SHOE, SKID PAD, OUTER EDGE, AR400 MATERIAL, FOR PETE COAL HANDLING MICHIGAN 380 DOZERS, S/N'S 418-E177K & 418-E110K. | 266CHE0110 | COAL HANDLING DOZER 380 SN418E110K **** SEE EQUIPMENT NOTES PAGE 6 **** *CUTTING AND WELDING PERMIT REQUIRED* | IP10180 | SB1RE10 | 3 | EA | 2637.51
PETE | 5109218 | 10.521.160 | RUNNER ASSY, FOR MICHIGAN 380 DOZERS S/N 418-E177K & 418-E110K. | 266CHE0110 | COAL HANDLING DOZER 380 SN418E110K **** SEE EQUIPMENT NOTES PAGE 6 **** *CUTTING AND WELDING PERMIT REQUIRED* | M12003486 | SB1RB9 | 0 | EA | 0
PETE | 5109496 | 10.502.186 | FILTER, AIR, CAB HEATER, FOR PETE MICHIGAN 380 DOZERS. | 266CHE0177 | COAL HANDLING DOZER 380 SN418E177K **** SEE EQUIPMENT NOTES PAGE 6 **** *CUTTING AND WELDING PERMIT REQUIRED* | M12577387 | SB1CE8 | 0 | EA | 0
PETE | 5109338 | 10.503.851 | ELEMENT, INNER AIR, FOR FRONT & REAR ENGINE USED ON EWS TS-36 COAL SCRAPER, & FOR PETE MICHIGAN 280 DOZER 819X101C & CLARK 380 COAL DOZER S/N 813B317C. | 266CHE0317 | COAL HANDLING DOZER 380 SN813B317 **** SEE EQUIPMENT NOTES PAGE 6 **** *CUTTING AND WELDING PERMIT REQUIRED* | AF821M | SB1CE8 | 6 | EA | 131.22
PETE | 5109339 | 10.508.032 | ELEMENT, AIR, OUTER FOR EWS FRONT AND REAR ENGINES ON TS-36 COAL SCRAPER AND PETE MICHIGAN 280 DOZER 819X101C AND CLARK 380 COAL DOZER, SERIAL NO. 813B317C. | 266CHE0317 | COAL HANDLING DOZER 380 SN813B317 **** SEE EQUIPMENT NOTES PAGE 6 **** *CUTTING AND WELDING PERMIT REQUIRED* | AF421M | SB1CD7 | 6 | EA | 120.54
PETE | 5109648 | 10.528.676 | ELEMENT, FUEL FILTER, FOR CLARK 380 COAL DOZER, SERIAL NO. 813B317C AND EWS DIESEL FIRE PUMP DAY STORAGE TANK. | 266CHE0317 | COAL HANDLING DOZER 380 SN813B317 **** SEE EQUIPMENT NOTES PAGE 6 **** *CUTTING AND WELDING PERMIT REQUIRED* | FF202 | SB1CE6 | 5 | EA | 47.1
PETE | 5109243 | 10.521.945 | SHOE, ASSEMBLY, INNER SKID - "C" FRAME, FOR PETE COAL HANDLING V.M.E. 380W DOZER, S/N 826AC120. | 266CHE0317 | COAL HANDLING DOZER 380 SN813B317 **** SEE EQUIPMENT NOTES PAGE 6 **** *CUTTING AND WELDING PERMIT REQUIRED* | 12566151 | SB1RF8 | 4 | EA | 2600
PETE | 5109555 | 10.508.016 | ELEMENT, AIR BREATHER, FOR HYDRAULIC OIL TANK, USED ON PETE EUCLID TRUCKS R22 & R35. | 266CHE0317 | COAL HANDLING DOZER 380 SN813B317 **** SEE EQUIPMENT NOTES PAGE 6 **** *CUTTING AND WELDING PERMIT REQUIRED* | E4042098 | SB1CE7 | 5 | EA | 35.75
PETE | 5109562 | 10.513.465 | KIT, SAMPLE, FOR OIL ANALYSIS, TO INCLUDE INDIVIDUAL PREPAID BOTTLES, MAILING CARTONS & INFORMATION LABELS. | 266CHE0120 | COAL HANDLING DOZER 380 SN826AC120 **** SEE EQUIPMENT NOTES PAGE 6 **** *CUTTING AND WELDING PERMIT REQUIRED* | ************************* | 4FA51A9 | 44 | EA | 569.8
PETE | 4004075 | 10.535.134 | SWITCH, FLUSH TOGGLE, SINGLE-POLE, 15 AMP, 120/277 VOLT, HUBBELL 1201 OR EQUAL. | 266ES00000 | COAL HANDLING ELECTRICAL SYSTEMS | PS15AC-1 | 1FA5H18 | 3 | EA | 40.02
PETE | 3914260 | 10.523.587 | KIT, REPAIR, FOR SOLENOID VALVE SKINNER VALVE, MODEL XL2DB4150 MANUFACTURER PART NO = L60-S002 | 266MBF0000 | COAL HANDLING FIRE PROTECTION SYSTEM | ************************* | 1FA10D53 | 4 | EA | 30.24
PETE | 5617411 | 10.506.775 | BOARD, CONTROL, FOR ANNUNCIATOR PANEL BETA PRODUCTS INC, MODEL 1212A, SEQUENCE SFM, S/N C056956-201. | 266ESCNI00 | COAL HANDLING INSTRUMENTS AND DEVICES INCLUDES ALL MEASURING, INDICATING, RECORDING OR CONTROLLING DEVICES. | 309186-001 | 2FA21G26 | 2 | EA | 505
PETE | 5617409 | 10.532.816 | SUPPLY, POWER, ASSY, FOR BETA PRODUCTS INC, MODEL 1212A, STYLE ANNUNCIATORMANUFACTURER PART NO = 306905-002, S/N C056956-201 | 266ESCNI00 | COAL HANDLING INSTRUMENTS AND DEVICES INCLUDES ALL MEASURING, INDICATING, RECORDING OR CONTROLLING DEVICES. | 306905-002 | 2FA21G25 | 1 | EA | 927.5
PETE | 5617414 | 10.508.238 | FUSE, CARTRIDGE, GLASS BODY, 10 A, 32 V, FAST-ACTING, 1/4" X 1 1/4", LITTLEFUSE 311010 OR EQUAL. | 266ESCNI00 | COAL HANDLING INSTRUMENTS AND DEVICES INCLUDES ALL MEASURING, INDICATING, RECORDING OR CONTROLLING DEVICES. | 311010 | 1FA5F2 | 6 | EA | 1.68
PETE | 3802214 | 10.517.091 | LUMINAIRE FIXTURE, HLX FLOODLIGHT, 1000 WATT, HPS, 480 VOLT, REG. BALLAST, 3-CONDUCTOR, 7 FT. PIGTAIL ATTACHED, NO P.E. RECEPTACLE, W/ TRUNNION MOUNT, FOR PETE OUTDOOR LIGHTING. | 266CHLTG00 | COAL HANDLING LIGHTING. INCLUDES ALL BUILDING LIGHTING TRACK HOPPER, DOZER SHED, STOCK OUT BLDG, TAKEUP BLDG, AND SCALE BLDG. (ROADWAY NOT INCLUDED) | PF1K01S5A16X2DBP | SB1HC1 | 4 | EA | 2290.24
PETE | 5617174 | 10.042.989 | PROBE, MATL SENSING,TILT SWS W/20' CABLE, SUITABLE FOR CHAIN MTG, FOR RAMSEY MODEL 20-35 TILT SWS STACKER/RECLAIMER, RAMSEY/PROBE, MODEL #20-39-25 | 266CHLTG00 | COAL HANDLING LIGHTING. INCLUDES ALL BUILDING LIGHTING TRACK HOPPER, DOZER SHED, STOCK OUT BLDG, TAKEUP BLDG, AND SCALE BLDG. (ROADWAY NOT INCLUDED) | 20-39-25 | 2FA11G22 | 2 | EA | 648.6
PETE | 5606536 | 10.521.080 | RELAY, TIME DELAY, .5-5 SEC DELAY, 120VAC OPERATING VOLTAGE, FOR 4160V SWITCHGEAR AGASTAT TYPE 7022PB | 266CHGROP1 | COAL PILE RUN OFF PUMP AND MOTOR 3-2. | 7022 PB | 2FA23A10 | 2 | EA | 427.62
PETE | 5205311 | 10.507.859 | COLD DISTILLATE TANK, TEMPERATURE INDICATING TRANSMITTER | 245ZLD0CDT | COLD DISTILLATE TANK. | 644HANAJ6M5C4Q4XA | 2FA22G17 | 1 | EA | 1230.2
PETE | 5009999 | 10.520.311 | PUMP, SCRUBBER, CHEMICAL, DBA ADDITIVE, SERIES 5000, W/316 SS, PROTECTIVE CAN, 1"-150 LB DISCH, 7-1/2 HP MTR, 1730 RPM, 460 VOLTS, 3 PH. | 272DBP0100 | DBP 120-1 DBA FEED PUMP. (EAST P.P.) | US-RXC (A05) |  | 0 | EA | 0
PETE | 5205324 | 10.525.521 | BAROMETRIC, DEAERATOR, EVAP SUMP, EVAP CONDENSER PRESSURE TRANSMITTER | 245ZLDDEA1 | DEAERTOR "1". | 3051-S2-CA-1A-2-E11-A-1A-M5-Q4-Q8-I5 | 2FA58B2 | 1 | EA | 2437.65
PETE | 5009499 | 10.514.021 | BELT, V-DRIVE, GRIPNOTCH, FOR PETE DEWATERING EXHAUST FANS, DEF-120-12 & 13, BROWNING AX48 OR EQUAL. | 272DEF1100 | DEF 120-11 HVC DEWATERING BUILDING EXHZUST FAN * | AX48 | 2FA14C29 | 2 | EA | 14.03
PETE | 7004091 | 10.514.046 | BELT, V-DRIVE, CUT LENGTH- 80", TOP WIDTH- 1/2", GOODYEAR A78 OR EQUAL. | 272DEF0500 | DEF 120-5 HVC DEWATERING BUILDING EXHAUST FAN * | A78 | 1FA6D31 | 9 | EA | 61.56
PETE | 7004277 | 10.503.161 | BELT, V-DRIVE, CUT LENGTH- 77, TOP WIDTH- 1/2, AP75. | 272DEF0600 | DEF 120-6 HVC DEWATERING BUILDING EXHAUST FAN * | B83FJ18972 | SB3B1WALL | 12 | EA | 51.72
PETE | 5225240 | 10.532.972 | PUMP, FLYGT MODEL NP3127.060, CI CONST W/HARD IRON, 488 IMP, 4" DISCH, 10 HP, 50 FT POWER CABLE, W/FLS, VITON O-RINGS, EPOXY COATING, ZINC ANODES, SiC/SiC LOWER SEAL, TC/TC UPPER SEAL, EQ. #9PMP-GSR003A/B. | 245GSRDSPA | DEWATERING HOLDING TANK SUMP PUMP "A". INCLUDES PUMP/MOTOR, CONTROLS, VALVES AND PIPING. FED FROM WWTP 480V MCC POSITION AMP BREAKER. | 9PMP-GSR003A/B | SB1IC11 | 1 | EA | 11064
PETE | 5009084 | 10.529.934 | GEARBOX, AGITATOR, ASSEMBLY, COMPLETE, INCLUDES OUTPUT SHAFT, BASEPLATE & C-FACED MOTOR, PHILADELPHIA MIXERS CORP MODEL 3853M-PTO, FOR PETE #1 & #2 SCRUBBER DISPOSAL FEED TANKS & DEWATERING TANK SUMP AGITATOR. | 272DFA1100 | DFA 121-1 DISPOSAL FEED TANK AGITATOR | 3853M | SB1DF8 | 1 | EA | 15852
PETE | 5009278 | 10.508.956 | JOINT, EXPANSION, 5-9/16" X 4" X 10", GARLOCK STYLE: 204 CHLOROBUTYL/POLY, ECCENTRIC TAPER, W/ OVERSIZE FILLED ARCH, FOR PETE #1 & #2 SCRUBBER DISPOSAL FEED PUMPS SUCTION LINE. | 272DFP1100 | DFP 121-1 DISPOSAL FEED PUMP (SOUTH PUMP) | 204 | SB1CE3 | 1 | EA | 2700.19
PETE | 5009046 | 10.504.275 | EXPELLER, PUMP, FOR PETE #1 & #2 SCRUBBER DISPOSAL & SECONDARY HYDROCLONE FEED PUMPS, WARMAN PUMPS MODELS 043DAH RRAJ 5310 & 043DAH AAAJ 5310. | 272DFP1100 | DFP 121-1 DISPOSAL FEED PUMP (SOUTH PUMP) | D028A05 | 2FA17G29 | 1 | EA | 710.1
PETE | 5009041 | 10.520.962 | LANTERN RING, PUMP, RESTRICTOR, FOR PETE #1 & #2 SCRUBBER PROCESS & RECLAIM WATER, DISPOSAL & SECONDARY HYDROCLONE FEED PUMPS, WARMAN PUMPS MODELS 043DAH RRAJ 5310, 043DAH AAAJ 5310 & 064DAH RAAJ 5310. | 272DFP1100 | DFP 121-1 DISPOSAL FEED PUMP (SOUTH PUMP) | ZRR67834P50 | 2FA17F56 | 2 | EA | 957.94
PETE | 5009044 | 10.534.313 | SLEEVE, SHAFT, W/ TUNGSTEN CARBIDE C38/V36 COATING, FOR PETE #1 & #2 SCRUBBER PROCESS & RECLAIM WATER, DISPOSAL & SECONDARY HYDROCLONE FEED PUMPS, WARMAN PUMPS MODELS 043DAH RRAJ 5310, 043DAH 111J 5310 & 0643DAH RAAJ 5310. | 272DFP1100 | DFP 121-1 DISPOSAL FEED PUMP (SOUTH PUMP) | D075J36 (5-30-08 > C26/V36) | 2FA17F54 | 2 | EA | 1731.64
PETE | 5009045 | 10.509.291 | IMPELLER, PUMP, 6VCG, FOR PETE #1 & #2 SCRUBBER DISPOSAL & SECONDARY HYDROCLONE FEED PUMPS, WARMAN PUMPS MODELS 043DAH RRAJ 5310 & 043DAH AAAJ 5310. | 272DFP1100 | DFP 121-1 DISPOSAL FEED PUMP (SOUTH PUMP) | D3058A05 | 2FA15H1 | 1 | EA | 1806.84
PETE | 5009048 | 10.520.671 | ASSEMBLY, PUMP, BEARING MOD., FOR PETE #1 & #2 SCRUBBER DISPOSAL & SECONDARY HYDROCLONE FEED PUMPS, WARMAN PUMPS MODELS 043DAH RRAJ 5310 & 043DAH AAAJ 5310. | 272DFP1100 | DFP 121-1 DISPOSAL FEED PUMP (SOUTH PUMP) | D005-M |  | 0 | EA | 0
PETE | 5009050 | 10.509.320 | INSERT, FRAME PLATE LINER, FOR PETE #1 & #2 SCRUBBER DISPOSAL FEED PUMPS, WARMAN PUMPS MODEL 043DAH AAAJ 5310. | 272DFP2100 | DFP 122-1 DISPOSAL FEED PUMP (SOUTH PUMP) | D3041A49 | 2FA17G1 | 1 | EA | 864.68
PETE | 5009052 | 10.504.397 | LINER, PUMP, VOLUTE, 28% CHROME, FOR PETE #1 & #2 SCRUBBER DISPOSAL FEED PUMPS, WARMAN PUMPS MODEL 043DAH AAAJ 5310. | 272DFP2100 | DFP 122-1 DISPOSAL FEED PUMP (SOUTH PUMP) | D3110A49 | SB3Q1B1 | 1 | EA | 3473.82
PETE | 5009055 | 10.505.530 | RING, SEAL, FOR PETE #1 & #2 SCRUBBER DISPOSAL FEED PUMPS & PETE #1 DEWATERING SECONDARY HYDROCLONE FEED PUMPS, WARMAN PUMPS MODEL 043DAH AAAJ 5310. | 272DFP2100 | DFP 122-1 DISPOSAL FEED PUMP (SOUTH PUMP) | D122S44 | 2FA17H28 | 2 | EA | 239.36
PETE | 5009154 | 10.504.385 | LINER, PUMP, FRAME PLATE | 272DF20403 | DFS-204-03 PIPING, DISCHARGE 121-1 DISPOSAL FEED TO GYPSUM SURGE TANKS. | D3041-19A05 | SB3C1B7 | 1 | EA | 1887.01
PETE | 5009155 | 10.504.672 | IMPELLER, 4VCG HI-EFF | 272DF20403 | DFS-204-03 PIPING, DISCHARGE 121-1 DISPOSAL FEED TO GYPSUM SURGE TANKS. | D3145HE1A05 | 2FA15G17 | 1 | EA | 4378.19
PETE | 5009779 | 10.508.426 | GASKET, TANK, RUBBER, 24" DIA. X 1/4" THICK, MANWAY, DIAPHRAGM REINFORCED, W/ 28 - 7/8" HOLES, FOR PETE #1 & #2 SCRUBBER DISPOSAL FEED TANKS. | 272DFT1100 | DFT 121-1 DISPOSAL FEED TANK *** CONFINED SPACE ENTRY *** *** SEE NOTES PAGE 6 *** | 3205-115-3275-24D | SB3B1A4 | 2 | EA | 193.02
PETE | 5009791 | 10.508.575 | GASKET, TANK, RUBBER, 7-1/2" X 16" X 1/4" THICK, D-SHAPED, CLEAN-OUT DOOR, DIAPHRAGM REINFORCED, W/ 22 - 3/4" HOLES, FOR PETE #1 & #2 SCRUBBER DISPOSAL FEED TANKS. | 272DFT1100 | DFT 121-1 DISPOSAL FEED TANK *** CONFINED SPACE ENTRY *** *** SEE NOTES PAGE 6 *** | 3205-115-DFTC | SB3B1A4 | 3 | EA | 205.89
PETE | 5205247 | 10.529.044 | FLOW METER, MT3809G SIZE 8 SERIES METAL TUBE VARIABLE AREA | 245ZLD0DP1 | DISTILLATE PUMP "1", MOTOR, PIPING, VALVES, INSTRUMENTS AND CONTROLS. FED FROM WWTP 480V MCC 1 POSITION 05A 50 AMP BREAKER. | 3809GBD08DAAB1D30B00 | 2FA58B3 | 1 | EA | 3060
PETE | 5205298 | 10.536.311 | WAFER VORTEX FLOW METER, 1.5", DISTILLATE FLOW TRANSMITTER | 245ZLD0DP1 | DISTILLATE PUMP "1", MOTOR, PIPING, VALVES, INSTRUMENTS AND CONTROLS. FED FROM WWTP 480V MCC 1 POSITION 05A 50 AMP BREAKER. | 8800D-W-015-S-A1-N-1-D-1-M5-Q4-Q8-V0095 | 2FA58A2 | 1 | EA | 3595.66
PETE | 5225581 | 10.518.109 | IMPELLER, PUMP, 5 VANE CMTR'S & PHYSICALS, 316SS, Imp. dia. = 6.25 in., TO BE USED WITH GOULD PUMP MODEL 3196 STi, FOR PETERSBURG WATER TREATMENT. | 245ZLD0DP1 | DISTILLATE PUMP "1", MOTOR, PIPING, VALVES, INSTRUMENTS AND CONTROLS. FED FROM WWTP 480V MCC 1 POSITION 05A 50 AMP BREAKER. | 076794 1203P | 2FA18B9 | 1 | EA | 1103.25
PETE | 5225583 | 10.520.343 | PUMP, COMPLETE, GOULD 3916 STi, SIZE 1.5X3-8, 3450 RPM, CAPACITY - 158 GPM, HEAD - 183 FT., MECHANICAL SEAL - JOHN CRANE 5610Q, SINGLE CARTRIDGE, FOR PETERSBURG WATER TREATMENT. | 245ZLD0DP1 | DISTILLATE PUMP "1", MOTOR, PIPING, VALVES, INSTRUMENTS AND CONTROLS. FED FROM WWTP 480V MCC 1 POSITION 05A 50 AMP BREAKER. | 3916 STi, SIZE 1.5X3-8, ITEM NO N724H639 | SB1LE6 | 1 | EA | 7584
PETE | 5205268 | 10.500.886 | GAUGE, 4 1/2", 1279, SS, 1/2" NPT BACK, RANGE 0-160 PSI | 245ZLD0DP2 | DISTILLATE PUMP "2", MOTOR, PIPING, VALVES, INSTRUMENTS AND CONTROLS. FED FROM WWTP 480V MCC 2 POSITION 05J 50 AMP BREAKER. | 45-1279-SS-04B-XLLSGNH-0/160 PSI (G) | 2FA22B21 | 1 | EA | 183.7
PETE | 6401001 | 10.531.636 | MOTOR, ELECTRIC, 25 HP, FRAME 284TS, 3560 RPM | 245ZLDDTPA | DISTILLATE TRANSFER PUMP "A", MOTOR, PIPING, VALVES, INSTRUMENTS AND CONTROLS.. | GT1027A | SB1GD11 | 1 | EA | 1544.09
PETE | 5009095 | 10.501.016 | SCREEN, LOWER, 3"- 5000, NEOPRENE, FOR PETE #1 & #2 SCRUBBER LIMESTONE PREP & PETE DEWATERING TANK SUMP PUMPS, GALIGHER PUMPS MODELS 2SR3-5100 X 72 & 3SR4-5100 X 72. | 272DSP0100 | DSP 120-1 DAS PUMP, DEWATERING AREA SUMP. * | 21814 | SB3C1A2 | 1 | EA | 336.84
PETE | 5009153 | 10.506.408 | ASSY, 3" WAFER SILICONE FILLED GAUGE & ISOLATOR, 100# (LARAD) | 272DSP0100 | DSP 120-1 DAS PUMP, DEWATERING AREA SUMP. * |  | 2FA17G11 | 2 | ASY | 2038.76
PETE | 5009082 | 10.525.933 | BELT, V-DRIVE, 5VX710, GRIPNOTCH, FOR PETE DEWATERING SLURRY SUMP PUMPS, ENVIROTECH PUMPS MODEL 3SR4-5100 X 72. | 272DSP0100 | DSP 120-1 DAS PUMP, DEWATERING AREA SUMP. * | 5VX710 | 2FA14G6 | 9 | EA | 220.36
PETE | 5009102 | 10.504.680 | IMPELLER, PUMP, 3"- 5000, NATURAL RUBBER, FOR PETE #1 & #2 SCRUBBER LIMESTONE PREP & PETE DEWATERING TANK SUMP PUMPS, GALIGHER PUMPS MODEL 3SR4-5100 X 72. | 272DSP0100 | DSP 120-1 DAS PUMP, DEWATERING AREA SUMP. * | 21164 | SB3C1A2 | 1 | EA | 1418.36
PETE | 5009104 | 10.516.274 | COVER, PLATE, 3"- 5000, NATURAL RUBBER, FOR PETE #1 & #2 SCRUBBER LIMESTONE PREP & PETE DEWATERING TANK SUMP PUMPS, GALIGHER PUMPS MODEL, 3SR4-5100 X 72. | 272DSP0100 | DSP 120-1 DAS PUMP, DEWATERING AREA SUMP. * | 21587 | SB1CB2 | 1 | EA | 2476.77
PETE | 5009106 | 10.514.928 | CASING, PUMP, 3"- 5000, NATURAL RUBBER, FOR PETE #1 & #2 SCRUBBER LIMESTONE PREP & PETE DEWATERING SUMP PUMPS, GALIGHER PUMPS MODEL, 3SR4-5100 X 72. | 272DSP0100 | DSP 120-1 DAS PUMP, DEWATERING AREA SUMP. * | 48951 | SB1CB2 | 1 | EA | 2435.27
PETE | 5009117 | 10.512.148 | WASHER, PUMP, LOCK TW-114 FOR GALIGHER PUMPS MODEL 2SR3-5100 X 72. USED ON PROCESS WATER SUMP PUMPS UNIT 1 & 2 SCRUBBER. | 272DSP042A | DSP 44-2A DEWATERING SUMP #2 PUMP A *UNIT #4 PROCESS BUILDING 1ST FLOOR | 05184 | 2FA14F11 | 1 | EA | 12.78
PETE | 5009119 | 10.519.808 | O-RING, NITRILE, FOR GALIGHER PUMPS MODEL 2SR3-5100 X 72, USED ON PETE #1 & #2 SCRUBBER PROCESS WATER SUMP PUMPS. | 272DSP042A | DSP 44-2A DEWATERING SUMP #2 PUMP A *UNIT #4 PROCESS BUILDING 1ST FLOOR | 09014 | 2FA14F11 | 1 | EA | 1.97
PETE | 5009120 | 10.521.403 | SEAL, LIP, GARLOCK TYPE, FOR GALIGHER PUMPS MODEL 2SR3-5100 X 72, USED ON PETE #1 & #2 SCRUBBER PROCESS WATER SUMP PUMPS. | 272DSP042A | DSP 44-2A DEWATERING SUMP #2 PUMP A *UNIT #4 PROCESS BUILDING 1ST FLOOR | 05170 | 2FA14E15 | 1 | EA | 64.26
PETE | 5009121 | 10.510.937 | SEAL, LIP, CHEKSEAL TYPE, FOR GALIGHER PUMPS MODEL 2SR3-5100 X 72, USED ON PETE #1 & #2 SCRUBBER PROCESS WATER SUMP PUMPS. | 272DSP042A | DSP 44-2A DEWATERING SUMP #2 PUMP A *UNIT #4 PROCESS BUILDING 1ST FLOOR | 05501 | 2FA14E18 | 1 | EA | 27.41
PETE | 5009123 | 10.533.674 | SEAL, LIP, CHEKSEAL TYPE, FOR GALIGHER PUMPS MODEL 2SR3-5100 X 72, USED ON PETE #1 & #2 SCRUBBER PROCESS WATER SUMP PUMPS. | 272DSP042A | DSP 44-2A DEWATERING SUMP #2 PUMP A *UNIT #4 PROCESS BUILDING 1ST FLOOR | 05502 | 2FA14F12 | 1 | EA | 32.13
PETE | 5009125 | 10.509.540 | O-RING, NITRILE, FOR GALIGHER PUMPS MODEL 2SR3-5100 X 72, USED ON PETE #1 & #2 SCRUBBER PROCESS WATER SUMP PUMPS. | 272DSP042A | DSP 44-2A DEWATERING SUMP #2 PUMP A *UNIT #4 PROCESS BUILDING 1ST FLOOR | 09017 | 2FA14F11 | 1 | EA | 1.97
PETE | 5009122 | 10.502.789 | SEAL, RING, 2"- 5000, FOR GALIGHER PUMPS MODEL 2SR3-5100 X 72, USED ON PETE #1 & #2 SCRUBBER PROCESS WATER SUMP PUMPS. | 272DSP042A | DSP 44-2A DEWATERING SUMP #2 PUMP A *UNIT #4 PROCESS BUILDING 1ST FLOOR | 24053 | 2FA14E15 | 1 | EA | 156.87
PETE | 5009403 | 10.531.173 | ASSEMBLY, LEVER, ROLLER, ADJUSTABLE STRAIGHT, FOR CW ROTATION LIMIT SWITCH (#EA170-11100), USED ON NEWCON MANUAL ISOLATION VALVES. | 272DT90203 | DTS-902-03 PIPING, DISCH., TO GST 121-1 GYPSUM SURGE TANK. | EL120-69415 | 2FA16F17 | 1 | EA | 20.2
PETE | 5009402 | 10.511.230 | SWITCH, LIMIT, W/ LEVER, CW ROTATION, STANDARD MOUNTING STYLE, FOR NEWCON MANUAL ISOLATION VALVES. | 272DT90203 | DTS-902-03 PIPING, DISCH., TO GST 121-1 GYPSUM SURGE TANK. | EA170-11100 / EL120-69415(LEVER) | 2FA14A24 | 4 | EA | 2402.09
PETE | 5501236 | 10.527.055 | CABLE, HOIST, FOR PETE COAL HANDLING RAILCAR SHAKERS, ROBBINS-MYERS S/N 33726 EC1 & 49438 BB1. (NOTE: 2 CABLES = ONE EACH) | 266CHCS00E | EAST CAR SHAKER AND MOTOR OUTSIDE THE TRACK HOPPER **** SEE EQUIPMENT NOTES PAGE 6 **** *CUTTING AND WELDING PERMIT REQUIRED* | 2211709028 & 9029 | 2FA1I5 | 3 | EA | 1574.67
PETE | 7004207 | 10.514.030 | BELT, V-DRIVE, FOR PETE COAL HANDLING TRACK HOPPER CAR SHAKERS, HEWITT-ROBINS MODEL. | 266CHCS00E | EAST CAR SHAKER AND MOTOR OUTSIDE THE TRACK HOPPER **** SEE EQUIPMENT NOTES PAGE 6 **** *CUTTING AND WELDING PERMIT REQUIRED* | DP158 | 1FA6H20 | 6 | EA | 361.02
PETE | 5205123 | 10.518.151 | INNER INSULATOR, FOR AUX BOILER | 245SLAERAB | ELECTRIC RESISTANCE AUX BOILER. 9BLR-SLA001 1500 LBS PER HOUR AT 15 PSI. | 44990942 | 2FA22H31 | 1 | EA | 1002
PETE | 5205124 | 10.504.635 | OUTER INSULATOR, FOR AUX BOILER | 245SLAERAB | ELECTRIC RESISTANCE AUX BOILER. 9BLR-SLA001 1500 LBS PER HOUR AT 15 PSI. | 44990933 | 2FA22H32 | 1 | EA | 423
PETE | 5205125 | 10.511.401 | THRU INSULATOR, FOR AUX BOILER | 245SLAERAB | ELECTRIC RESISTANCE AUX BOILER. 9BLR-SLA001 1500 LBS PER HOUR AT 15 PSI. | 44990934 | 2FA22I6 | 1 | EA | 2946
PETE | 5205206 | 10.518.882 | LEVEL GAUGE | 245SLAERAB | ELECTRIC RESISTANCE AUX BOILER. 9BLR-SLA001 1500 LBS PER HOUR AT 15 PSI. | Q36RCH-20/Q146 | 2FA58A3 | 1 | EA | 1051.76
PETE | 5205227 | 10.531.170 | LEVEL SWITCH, 3 PROBES, 2" NPT, 316SS | 245SLAERAB | ELECTRIC RESISTANCE AUX BOILER. 9BLR-SLA001 1500 LBS PER HOUR AT 15 PSI. | 3E3C-150 | 2FA22B28 | 1 | EA | 514.27
PETE | 5205259 | 10.502.635 | PRESSURE SWITCH, NARROW DEADBAND AC, 15A-125V/250VAV, 4A-120VDC, RANGE 60# | 245SLAERAB | ELECTRIC RESISTANCE AUX BOILER. 9BLR-SLA001 1500 LBS PER HOUR AT 15 PSI. | B420-60 | 2FA22A20 | 1 | EA | 173.45
PETE | 5205260 | 10.520.178 | PRESSURE SWITCH, TYPE 400, MANUAL RESET TRIP ON, INCREASE 15A - 125/250VAC, RANGE 60# | 245SLAERAB | ELECTRIC RESISTANCE AUX BOILER. 9BLR-SLA001 1500 LBS PER HOUR AT 15 PSI. | B428-60 | 2FA22B20 | 1 | EA | 205.2
PETE | 5205292 | 10.524.355 | WAFER VORTEX FLOW METER, 3", AUX BOILER LOW PRESS STEAM DISCH FLOW ELEMENT/SENSOR | 245SLAERAB | ELECTRIC RESISTANCE AUX BOILER. 9BLR-SLA001 1500 LBS PER HOUR AT 15 PSI. | #8800DW030SA1N1D1E5 | 2FA58A2 | 1 | EA | 3031.04
PETE | 5225996 | 10.504.802 | PROBE, LWCO, LIQUID LEVEL | 245SLAERAB | ELECTRIC RESISTANCE AUX BOILER. 9BLR-SLA001 1500 LBS PER HOUR AT 15 PSI. | 3B1B | 2FA25E63 | 1 | EA | 77.94
PETE | 3908024 | 10.524.242 | VALVE, 1", GATE, 125# BRASS, RS SCREWED. | 272EQ20201 | EQW-202-01, PIPING, WATER, 121-1 EMERGENCY QUENCH. | 428 | 1FA10J10 | 4 | EA | 114.6
PETE | 5205190 | 10.529.172 | EVAP RECIRC CONDUCTIVITY TRANSMITTER | 245ZLD0EV1 | EVAPORATOR "1". 9HTX-ZLD291 | 5081-T-HT-21-60 | 2FA22H27 | 1 | EA | 2345
PETE | 5205195 | 10.504.273 | EVAP RECIRC CONDUCTIVITY ELEMENT/SENSOR | 245ZLD0EV1 | EVAPORATOR "1". 9HTX-ZLD291 | 228-03-21-56-61 | 2FA22G25 | 1 | EA | 1325
PETE | 5205197 | 10.516.876 | EVAP RECIRC pH ELEMENT/SENSOR | 245ZLD0EV1 | EVAPORATOR "1". 9HTX-ZLD291 | 3300HT-10-30 | 2FA22G28 | 1 | EA | 753
PETE | 5205205 | 10.509.488 | LIGHT FOR EVAP SUMPS | 245ZLD0EV1 | EVAPORATOR "1". 9HTX-ZLD291 | STL-HI-45-UNIV | 2FA22D29 | 1 | EA | 650.96
PETE | 5205208 | 10.530.506 | IP CAMERA, SERIES SARIX, FOR EVAP SUMPS | 245ZLD0EV1 | EVAPORATOR "1". 9HTX-ZLD291 | IXE12 | 2FA22A19 | 1 | EA | 592.1
PETE | 5205246 | 10.520.363 | PURGE FLOW METER, 65MM, SIZE 2-6, TUBE R-2-65-DG, FLOAT MTL SS, TUBE PKG VITON,CONNECTION 1/4" 316SS FNPT, VALVE TYPE | 245ZLD0EV1 | EVAPORATOR "1". 9HTX-ZLD291 | 1350GAK3BBJN1ARA | 2FA22E41 | 1 | EA | 1046
PETE | 5205285 | 10.528.970 | DXS REPAIR KIT, INCL DPDT GO SWITCH, VISUAL POSITION INDICATOR AND DOME, NAMUR SHAFT KIT AND SILICONE O-RING | 245ZLD0EV1 | EVAPORATOR "1". 9HTX-ZLD291 | M20522 | 2FA22G24 | 1 | LT | 451
PETE | 5205325 | 10.508.474 | EVAP SUMP DENSITY TRANSMITTER | 245ZLD0EV1 | EVAPORATOR "1". 9HTX-ZLD291 | 3051SAL2CT1AA1A1000LRF21DBB9I5M5Q4Q8 | 2FA22H20 | 1 | EA | 5000.17
PETE | 5225926 | 10.499.937 | 130 MICRON DISC SET | 245ZLDEFF1 | EVAPORATOR FEED FILTER "1". | 700101-001176 | 2FA18A2 | 2 | ST | 140.4
PETE | 5225927 | 10.525.245 | ACTUATOR ASSEMBLY | 245ZLDEFF1 | EVAPORATOR FEED FILTER "1". | 730113-000507 | 2FA18B2 | 1 | EA | 158.54
PETE | 5225930 | 10.508.251 | DIAPHRAGM | 245ZLDEFF1 | EVAPORATOR FEED FILTER "1". | 730113-000446 | 2FA18F1 | 3 | EA | 64.95
PETE | 5205297 | 10.508.503 | FIELD MOUNT MAGNETIC FLOW METER TRANSMITTER, EVAO FEED FLOW TRANSMITTER | 245ZLDEFF1 | EVAPORATOR FEED FILTER "1". | 8732EMT1A4M4Q4AX F0312 | 2FA58B1 | 1 | EA | 2703.96
PETE | 5205327 | 10.529.222 | FEED FILTER PRESSURE TRANSMITTER | 245ZLDEFF1 | EVAPORATOR FEED FILTER "1". | 3051S1CG4A3E13A1AK5M5Q4 | 2FA58B2 | 1 | EA | 2727.21
PETE | 5225928 | 10.505.691 | GEMSOL SOLENOID. | 245ZLDEFF1 | EVAPORATOR FEED FILTER "1". | 720103-000089 | 2FA25H59 | 1 | EA | 101.21
PETE | 5225929 | 10.533.665 | HYDRAULIC SEAL | 245ZLDEFF1 | EVAPORATOR FEED FILTER "1". | 770104-000248 | 2FA18F1 | 3 | EA | 17.55
PETE | 5225931 | 10.521.890 | SEAL, PLUG | 245ZLDEFF1 | EVAPORATOR FEED FILTER "1". | 730113-000324 | 2FA18F1 | 3 | EA | 63.18
PETE | 5225932 | 10.535.069 | PRESSURE SWITCH | 245ZLDEFF1 | EVAPORATOR FEED FILTER "1". | 720210-000020 | 2FA25H59 | 1 | EA | 152.1
PETE | 5205189 | 10.530.579 | HI Ex DISTILLATE OUT CONDUCTIVITY ELEMENT/SENSOR | 245ZLDHEX1 | EVAPORATOR FEED HEAT EXCHANGER "1". 9HTX-ZLD251 | 140-54 | 2FA57B2 | 1 | EA | 1543
PETE | 5205194 | 10.530.307 | HT EX DISTILLATE OUT CONDUCTIVITY TRANSMITTER | 245ZLDHEX1 | EVAPORATOR FEED HEAT EXCHANGER "1". 9HTX-ZLD251 | 5081-C-HT-21-60 | 2FA22H26 | 1 | EA | 2345
PETE | 5205279 | 10.517.513 | GAUGE, TEMPERATURE, 5", EI, 1/2" NPT CODE 60, SS, 0-250 DEG F, 50-400 DEG F | 245ZLDHEX1 | EVAPORATOR FEED HEAT EXCHANGER "1". 9HTX-ZLD251 | 50-EI-60-E-060-XNHSG-50/400 DEG F | 2FA22D21 | 1 | EA | 235.5
PETE | 5205106 | 10.531.411 | MECHANICAL, SEAL, GOULDS PUMP MDL# 3196 STI 1.5X3-8, FOR ZDL - EVAPORATOR FEED PUMP A/B/C | 245ZLDEFP1 | EVAPORATOR FEED PUMP "1", MOTOR, PIPING, VALVES, INSTRUMENTS AND CONTROLS.. 9PMP-ZLD220A | 724H639SL | 2FA22D12 | 1 | EA | 4199.5
PETE | 5225569 | 10.501.217 | IMPELLER, PUMP, SA W/TFL O-RING W/C&P'S CD4MCU imp. dia. = 8.0 in., TO BE USED WITH GOULD PUMP MODEL 3196 STi AT PETERSBURG WATER TREATMENT. | 245ZLDEFP1 | EVAPORATOR FEED PUMP "1", MOTOR, PIPING, VALVES, INSTRUMENTS AND CONTROLS.. 9PMP-ZLD220A | 076794 1216P | 2FA18B7 | 1 | EA | 1381.5
PETE | 5225576 | 10.533.019 | PUMP, COMPLETE, GOULD 3196 STi, SIZE 1.5X3-8, 3450 RPM, CAPACITY - 158 GPM, HEAD - 150 FT., MECHANICAL SEAL - JOHN CRANE 5610Q, SINGLE CARTRIDGE, FOR PETERSBURG WATER TREATMENT. | 245ZLDEFP1 | EVAPORATOR FEED PUMP "1", MOTOR, PIPING, VALVES, INSTRUMENTS AND CONTROLS.. 9PMP-ZLD220A | 3196 STi, SIZE 1.5X3-8, ITEM NO N724H640 | SB1LE6 | 1 | EA | 6990
PETE | 5225921 | 10.514.896 | BUFFER, RUBBER BASEPLATE, 4/SET | 245FGDETM1 | EVAPORATOR FEED TANK 1 MIXER . FED FROM WWTP 480V MCC 1 POSITION 08C 7 AMP BREAKER. | CBA 24-650 | 2FA25E82 | 1 | ST | 262
PETE | 5001904 | 10.518.982 | TECO WESTINGHOUSE 2 HP, 1800 RPM, 145TC FRAME, 230-460 VOLTS, 3 PH, 60 HZ, TEFC PREMIUM EFFICIENCY MAX -PE SERIES MOTOR (M/N NP0024C) SUPPLIED WITH VERTICAL RAIN SHEILDS (RHM FLUID POWER LUBE SYSTEM), | 245FGDETM1 | EVAPORATOR FEED TANK 1 MIXER . FED FROM WWTP 480V MCC 1 POSITION 08C 7 AMP BREAKER. | NP0024C | 4FA2F14 | 1 | EA | 241.54
PETE | 5225922 | 10.527.753 | SHAFT CLAMP, FOR MIXER 63067-Z002 | 245FGDETM1 | EVAPORATOR FEED TANK 1 MIXER . FED FROM WWTP 480V MCC 1 POSITION 08C 7 AMP BREAKER. | 252153 00 | 2FA25J11 | 1 | EA | 1219
PETE | 5205199 | 10.500.492 | OVERFLOW TANK & EVAP FEED & EVAP RECIRC pH TRANSMITTER | 245FGDEFT1 | EVAPORATOR FEED TANK NO. 1. | 5081-P-HT-21-60 | 2FA22G27 | 1 | EA | 2609.57
PETE | 5205198 | 10.516.875 | EVAP FEED & FEED TANK pH ELEMENT/SENSOR | 245FGDEFT1 | EVAPORATOR FEED TANK NO. 1. | 3400HT-10-25-30-61 | 2FA57B2 | 1 | EA | 1070
PETE | 5225241 | 10.520.695 | PUMP, FLYGT MODEL NP3102.060, CI CONST W/HARD IRON, 257 IMP, 3" DISCH, 6.5 HP, 50 FT POWER CABLE, W/FLS, VITON O-RINGS, EPOXY COATING, ZINC ANODES, SiC/SiC LOWER SEAL, TC/TC UPPER SEAL, EQ. #9PMP-DGN003A/B. | 245DGN003A | F.G.D. CLARIFIER TUNNEL SUMP PUMP A. INCLUDES PUMP/MOTOR, CONTROLS, VALVES AND PIPING. FED FROM WWTP PANELBOARD: 480V PANEL 3, 50 AMP 3 PH.BREAKER #9. | 9PMP-DGN003A/B |  | 0 | EA | 0
PETE | 5205286 | 10.516.731 | FLANGED MAGNETIC FLOW METER SENSOR, 4", FGD EQ TK EFF TO FGD RECYC CLAR & SOFT REACTOR FLOW MAGMETER | 245FGDRC01 | F.G.D. RECYCLE CLARIFIER NO. 1 | 8705FHE040C1MON5B3Q4Q8 | SB1MD6 | 1 | EA | 4454.8
PETE | 5205299 | 10.500.004 | FIELD MOOUNT MAGNETIC FLOW METER, HYDROCLONE OVERFLOW, POTABLE WATER, COLD BRINE TANK, FGD EQ TK EFF TO FGD RECYC CLAR FLOW TRANSMITTER | 245FGDRC01 | F.G.D. RECYCLE CLARIFIER NO. 1 | 8732EMT1A1N5M5Q4 | 2FA58B1 | 0 | EA | 0
PETE | 5013643 | 10.521.817 | MECHANICAL SEAL, CARTEX-ASPN/1.375"-00 Q1Q1VMG SIG VS. SIG USED ON PETE CAKE AND CLOTH WASH PUMPS. | 272FCP0100 | FCP 120-1 FILTER CAKE WASH PUMP | 062722000 | 1FA1H28 | 1 | EA | 1144
PETE | 5706002 | 10.512.944 | ACTUATOR, ELECTRIC, 115 VAC | 272FCP0100 | FCP 120-1 FILTER CAKE WASH PUMP | EVA 41 W/MTG KIT | 2FA15D10 | 1 | EA | 497.3
PETE | 5706904 | 10.516.365 | ELEMENT, ES-4-R, FOR ALL CAKE & CLOTH WASH PUMPS AT PETE GYPSUM PLANT. | 272FCP0100 | FCP 120-1 FILTER CAKE WASH PUMP | 7300085 | 2FA5C34 | 3 | EA | 328.23
PETE | 6407896 | 10.531.630 | MOTOR, ELECTRIC-AC, HORSEPOWER- 1.5, RPM- 1725 FRAME- 145T VOLTS 230/460, S.F. 1.15 HZ 60 | 272FCP0100 | FCP 120-1 FILTER CAKE WASH PUMP | M3554T | SB1EE9 | 2 | EA | 739.2
PETE | 5009855 | 10.520.358 | PUMP, COMPLETE, CD4MCu CONSTRUCTION, W/ EAGLE-BURGMANN SILICON CARBIDE SEAL, W/ EPDM ELASTOMERS, GOULDS PUMP MODEL 3196 STi, 1X1.5-8, FOR CAKE WASH PUMP, USED ON PETE DEWATERING GYPSUM PLANT FILTERS. | 272FCP0100 | FCP 120-1 FILTER CAKE WASH PUMP | 3196 STi 1X1.5-8-8.0'' | SB1BE7 | 1 | EA | 9421.98
PETE | 5706896 | 10.528.661 | ELEMENT, ES-3-R, USED AT PETE 1&2 GYPSUM FILTERS CAKE AND CLOTH WASH PUMPS. | 272FCP0100 | FCP 120-1 FILTER CAKE WASH PUMP | 7300080 | 2FA7C8 | 1 | EA | 122.24
PETE | 5706004 | 10.501.169 | VALVE, BALL, 2", 3-WAY, THRD | 272FCP4400 | FCP 44-04 GYPSUM DEWATERING UNIT #4 FILTER CAKE WASH PUMP | 2.0 WLT-TIC | 2FA15B9 | 1 | EA | 385.82
PETE | 5706005 | 10.534.519 | SPRING RETURN ACTUATOR | 272FCP4400 | FCP 44-04 GYPSUM DEWATERING UNIT #4 FILTER CAKE WASH PUMP | PT300 | 4FA56A1 | 0 | EA | 0
PETE | 6407479 | 10.504.877 | MOTOR, ELECTRIC-AC, HORSEPOWER- 2, RPM- 1150 FRAME- JS213CZ, 208-220/440 VOLTS, 60 HZ, CODE H, STYLE A, BALDOR MODEL 36G559-197G1, TUTHILL MODEL #71737DK861. | 272FFP1100 | FFP 121-1 FILTER FEED PUMP |  | 4FA51B4 | 3 | EA | 2750.01
PETE | 5009062 | 10.527.010 | BOLT, PUMP, GLAND, W/ NUT & WASHER, FOR PETE #1 & #2 DEWATERING FILTER-FEED PUMPS, WARMAN PUMPS MODEL 032CAH RRAJ 5310. | 272FFP1100 | FFP 121-1 FILTER FEED PUMP | C045C23 | 2FA15F41 | 2 | EA | 25.02
PETE | 5009058 | 10.509.517 | LINER, COVER PLATE, FOR PETE DEWATERING FILTER FEED PUMPS, WARMAN PUMPS MODEL 032CAH RRAJ 5310. | 272FFP1100 | FFP 121-1 FILTER FEED PUMP | C2017MR55 | SB3E2D2 | 2 | EA | 806.4
PETE | 5009057 | 10.500.328 | BOLT, COVER PLATE LINER, 1/2" X 2-3/4", FOR PETE DEWATERING FILTER FEED PUMPS, WARMAN PUMPS MODEL 032CAH RRAJ 5310. | 272FFP1100 | FFP 121-1 FILTER FEED PUMP | C026ME62 | 2FA15F42 | 8 | EA | 112.48
PETE | 5009060 | 10.530.773 | IMPELLER, PUMP, FOR PETE #1 & #2 DEWATERING FILTER-FEED PUMPS, WARMAN PUMPS MODEL 032CAH RRAJ 5310. | 272FFP1100 | FFP 121-1 FILTER FEED PUMP | C2058A05 | 2FA17G2 | 2 | EA | 1519.48
PETE | 5009061 | 10.516.883 | EXPELLER, PUMP, SLURRY, FOR PETE #1 & #2 DEWATERING FILTER-FEED PUMPS, WARMAN PUMPS MODEL 032CAH RRAJ 5310. | 272FFP1100 | FFP 121-1 FILTER FEED PUMP | C028A05 | 2FA15B28 | 2 | EA | 989.94
PETE | 5009064 | 10.519.662 | O-RING, SHAFT, FOR PETE DEWATERING FILTER FEED PUMPS, WARMAN PUMPS MODEL 032CAH RRAJ 5310. | 272FFP1100 | FFP 121-1 FILTER FEED PUMP | C109550 | 2FA15F42 | 4 | EA | 29.48
PETE | 5009066 | 10.510.717 | LANTERN RING, RESTRICTOR, FOR PETE DEWATERING FILTER FEED PUMPS, WARMAN PUMPS MODEL 032CAH RRAJ 5310. | 272FFP1100 | FFP 121-1 FILTER FEED PUMP | ZRR66773P50 | 2FA15F41 | 2 | EA | 609.78
PETE | 5009068 | 10.514.702 | BOLT, PUMP, CLAMP W/NUT, FOR PETE #1 & #2 SCRUBBER FILTER FEED PUMPS, WARMAN PUMPS MODEL 032CAH RRAJ 5310. | 272FFP1100 | FFP 121-1 FILTER FEED PUMP | C012ME69 | 2FA15F41 | 4 | EA | 81.56
PETE | 5009069 | 10.509.972 | ASSEMBLY, PUMP, METRIC BEARING MODULE, FOR PETE DEWATERING FILTER FEED PUMPS, WARMAN PUMPS MODEL 032CAH RRAJ 5310. | 272FFP1100 | FFP 121-1 FILTER FEED PUMP | C005MM | SB3B2B1 | 2 | EA | 3958.2
PETE | 5009059 | 10.530.851 | LINER, FRAME PLATE, FOR PETE DEWATERING FILTER FEED PUMPS, WARMAN PUMPS MODEL 032CAH RRAJ 5310. | 272FFP1100 | FFP 121-1 FILTER FEED PUMP | C2036MR55 | SB3E2D2 | 2 | EA | 814.66
PETE | 5706648 | 10.519.599 | PACKING, GLAND, FOR PETE #1 & #2 DEWATERING FILTER FEED PUMPS, WARMAN PUMPS MODEL 3/2CAH. | 272FFP1100 | FFP 121-1 FILTER FEED PUMP | C111Q21 | 2FA1E14 | 5 | EA | 56.05
PETE | 5009063 | 10.522.457 | SLEEVE, SHAFT, FOR PETE DEWATERING FILTER FEED PUMPS, WARMAN PUMPS MODEL 032CAH RRAJ 5310. | 272FFP1100 | FFP 121-1 FILTER FEED PUMP | C075J31 | 2FA14E28 | 1 | EA | 861.18
PETE | 5009065 | 10.519.822 | O-RING, PUMP, IMPELLER SEAL, FOR PETE GYPSUM DEWATERING FILTER FEED PUMPS, WARMAN PUMPS MODEL 032CAH RRAJ 5310. | 272FFP1100 | FFP 121-1 FILTER FEED PUMP | C217S50 | 2FA15F42 | 2 | EA | 34.42
PETE | 5706728 | 10.530.455 | INSERT, FRAME PLATE LINER, FOR PETE #2 DEWATERING SECONDARY HYDROCLONE PUMPS, WARMAN PUMPS MODEL 6/4EAH. | 272FFP1100 | FFP 121-1 FILTER FEED PUMP | E4041MA49 | SB1GE3 | 1 | EA | 1857.79
PETE | 7004271 | 10.526.356 | BELT, V-DRIVE, CUT LENGTH- 75", TOP WIDTH- 3/8", GOODYEAR 3VX750 OR EQUAL. (MATCHED SET OF 3) | 272FFP1100 | FFP 121-1 FILTER FEED PUMP | 3VX750 SET OF 3 | 1FA6B26 | 2 | ST | 143.4
PETE | 5009150 | 10.501.956 | HOSE, SUCTION, 3" I.D, X 4" I.D. X 8 1/2" LONG ECCENTRIC 1000 XL, 3" WARMAN SUCTIN FLANGE ON 3" END, 4"-150# ROTATING RING FLANGE ON 4" END, 150 PSI, 1/2" TAN GUM WEAR TUBE, WIRE REINFORCED NEOPRENE COVER. | 272FFP1100 | FFP 121-1 FILTER FEED PUMP |  | 2FA16H11 | 2 | EA | 2680
PETE | 5706649 | 10.530.775 | IMPELLER, PUMP, 5VCG, FOR PETE #1 & #2 DEWATERING FILTER FEED PUMPS, WARMAN PUMPS MODEL 3/2 CAH. | 272FFP1100 | FFP 121-1 FILTER FEED PUMP | E2147A49 (10-20-14) | 2FA6G21 | 1 | EA | 614.6
PETE | 5706730 | 10.510.713 | RING, EXPELLER, A49 MODIFIED ZRR, FOR PETE #1 DEWATERING SECONDARY HYDROCLONE PUMPS, WARMAN PUMPS MODEL 4/3DAH. | 272FFP1100 | FFP 121-1 FILTER FEED PUMP | D029A71432 | 2FA6G22 | 2 | EA | 3819.2
PETE | 7004280 | 10.514.037 | BELT, V-DRIVE, CUT LENGTH- 40", TOP WIDTH- 3/8", GOODYEAR 3V40091 OR EQUAL. | 272FFP2100 | FFP 122-1 FILTER FEED PUMP | 3VX850 | 1FA6F60 | 1 | EA | 10.31
PETE | 5721566 | 10.514.024 | BELT, V-DRIVE, CUT LENGTH - 85", WIDTH - 3/8", GRIP NOTCH, FOR VACUUM BLOWER, USED ON PETE #1 & #2 TOP ASH SYSTEMS. | 272FFP2100 | FFP 122-1 FILTER FEED PUMP | 3VX850 | SB3M1WALL | 12 | EA | 167.92
PETE | 5009788 | 10.517.878 | GASKET, TANK, RUBBER, 28" X 28" X 1/4" THICK, D-SHAPED, CLEAN-OUT DOOR, DIAPHRAGM REINFORCED, W/ 42 - 1" HOLES, FOR PETE #1 & #2 SCRUBBER LIMESTONE SLURRY STORAGE TANKS & DEWATERING RETURN WATER, GYPSUM SURGE & FILTER FEED TANKS. | 272FFT1100 | FFT 121-1 FFS FILTER FEED TANK * *** CONFINED SPACE ENTRY *** *** SEE NOTES PAGE 6 *** | 3205-115-LSSC | SB3B2A4 | 4 | EA | 928
PETE | 5205207 | 10.532.709 | RED VALVE, SERIES 40, PRESSURE SENDOR RING BOLTS IN FLANGES FOR SENSOR OR GAUGE | 245FET1EPA | FGD EQUALIZATION TANK EFFLUENT PUMP "A" | 40W 4'' 150# CS, BUNA-N, SILICONE OIL | 2FA22D17 | 2 | EA | 1812.8
PETE | 5205263 | 10.517.902 | GAUGE, 4 1/2", 1279, SS, 1/2" NPT LOWER, RANGE 0-100 PSI | 245FET1EPA | FGD EQUALIZATION TANK EFFLUENT PUMP "A" | 45 1279 R S 04 L NH XLL XSG 100# | 2FA22C20 | 1 | EA | 154.15
PETE | 5205318 | 10.529.229 | FGD EQ TANK EFF PUMPS DISCHARGE PRESSURE TRANSMITTER | 245FET1EPA | FGD EQUALIZATION TANK EFFLUENT PUMP "A" | 3051S2TG2A2E11A2EB4M8Q4 | 2FA22H17 | 1 | EA | 2254.15
PETE | 5225717 | 10.508.212 | FLUSHED BOTTOM GUIDE WEARING PARTS, FOR OWW EQUAL. TANK MIXER & OWW REACTOR MIXER & FGD EQUAL. TANK MIXER & SLUDGE STORAGE TANK MIXER | 245FET1M1A | FGD EQUALIZATION TANK 1 MIXER 1A. | 11304/7/8/71 | 2FA22I8 | 4 | ST | 22140
PETE | 5225999 | 10.531.296 | MOUNTING BUFFER (SET OF 12), FOR OWW EQUAL. TANK MIXER & OWW REACTOR MIXER & FGD EQUAL. TANK MIXER & SLUDGE STORAGE TANK MIXER | 245FET1M1A | FGD EQUALIZATION TANK 1 MIXER 1A. | 10553 | 2FA58B1 | 17 | ST | 8437
PETE | 5004435 | 10.508.651 | FUSE, CARTRIDGE, GLASS BODY, 5 A, 250 V, FAST-ACTING, 1/4" X 1 1/4", BUSS AGC-5 OR EQUAL. | 272FGD0000 | FGD EQUIPMENT BUILDING. | AGC-5 | 2FA17F45 | 15 | EA | 7.05
PETE | 5205237 | 10.518.884 | LEVEL SWITCH, TUFFY II ELECTRIC LIQUID, 2" NPT, 316 SS, DPDT | 245CFPFPS2 | FGD POLYMER FEED PUMP SKID, INCLUDES, INSTRUMENTS, CONTROLS, VALVES AND PIPING. 9SKD-CFF109 | T31-002N-B1A | 2FA22C25 | 1 | EA | 760
PETE | 5205001 | 10.531.027 | KIT, VX136 QD PUMP SEAL | 245FGRSP1A | FGD RECYCLE CLARIFIER SLUDGE PUMP "1A", MOTOR, PIPING, VALVES, INSTRUMENTS AND CONTROLS.. 9PMP-FGD101A | 11.001103 | SB1JA3 | 6 | EA | 22227.98
PETE | 5205002 | 10.518.341 | KIT, VX136-280 PUMP LOBE (1 EACH = 4 PUMP LOBES) | 245FGRSP1A | FGD RECYCLE CLARIFIER SLUDGE PUMP "1A", MOTOR, PIPING, VALVES, INSTRUMENTS AND CONTROLS.. 9PMP-FGD101A | 11.000572 | SB1JA3 | 6 | EA | 16104
PETE | 5205005 | 10.500.455 | KIT, VX136-QD WEAR PLATES, STANDARD STEEL TC PLATED | 245FGRSP1A | FGD RECYCLE CLARIFIER SLUDGE PUMP "1A", MOTOR, PIPING, VALVES, INSTRUMENTS AND CONTROLS.. 9PMP-FGD101A | 11.000493 | SB1JA3 | 6 | EA | 14916
PETE | 5205007 | 10.531.028 | KIT, VX136-280 HOUSING SEGMENTS, GREY CAST IRON | 245FGRSP1A | FGD RECYCLE CLARIFIER SLUDGE PUMP "1A", MOTOR, PIPING, VALVES, INSTRUMENTS AND CONTROLS.. 9PMP-FGD101A | 11.000686 | SB1JA4 | 4 | EA | 7360.7
PETE | 5205003 | 10.519.030 | LOBE PULLER, RP 136-70-350Q | 245FGRSP1A | FGD RECYCLE CLARIFIER SLUDGE PUMP "1A", MOTOR, PIPING, VALVES, INSTRUMENTS AND CONTROLS.. 9PMP-FGD101A | PBA.B001.T1 | SB1JA3 | 1 | EA | 444.55
PETE | 5205275 | 10.508.586 | GAUGE, 4 1/2", 1279, RS, 1/4" NPT LOWER, RANGE 0-200 PSI | 245FGRSP1A | FGD RECYCLE CLARIFIER SLUDGE PUMP "1A", MOTOR, PIPING, VALVES, INSTRUMENTS AND CONTROLS.. 9PMP-FGD101A | 45 1279 R S 04 L X LL NH SG 30IMV&200# | 2FA22C24 | 1 | EA | 158.05
PETE | 5205317 | 10.519.529 | OWW SLUDGE PMP DISCH PRESSURE, FGD Softn CLAR SLUDGE PMP OUT, FGD RECYC CLAR SLDG PMP DISCH PRESSURE TRANSMITTER | 245FGRSP1A | FGD RECYCLE CLARIFIER SLUDGE PUMP "1A", MOTOR, PIPING, VALVES, INSTRUMENTS AND CONTROLS.. 9PMP-FGD101A | 3051TG2A2B21AQ4M5 (DISPLAY) | 2FA58B2 | 1 | EA | 2446.3
PETE | 5205492 | 10.509.672 | MOTOR, 40 HP, 1770 RPM, 324TC FRAME, 460 VOLT | 245FGRSP1A | FGD RECYCLE CLARIFIER SLUDGE PUMP "1A", MOTOR, PIPING, VALVES, INSTRUMENTS AND CONTROLS.. 9PMP-FGD101A | CEM4110T |  | 0 | EA | 0
PETE | 5225349 | 10.502.651 | PUMP, SOFTENING SLUDGE | 245FGRSP1A | FGD RECYCLE CLARIFIER SLUDGE PUMP "1A", MOTOR, PIPING, VALVES, INSTRUMENTS AND CONTROLS.. 9PMP-FGD101A | VX136-280H4QD | SB3J | 0 | EA | 0
PETE | 5015642 | 10.500.473 | MOTOR, FOR CARBON BLOWERS, 10 HP, 1760 RPM, 215T FRAME, TEFC, 3 PH, 230/460 VAC, INCLUDES SPACE HEATER, USED ON PETE 1 ACTIVATED CARBON INJECTION SYSTEMS. | 245GSGRFP1 | FGD RECYCLE FILRATE PUMP "1" , INCLUDES PUMP, MOTOR, COUPLING, CONTROLS, VALVES AND PIPING. FED FROM | 106462958/10 ECP3774T | SB1JC1 | 1 | EA | 1167.15
PETE | 5015777 | 10.531.610 | DILUTION AIR BLOWER MOTOR, BALDOR, 100 HP, 3600 RPM, 3-60-460 V PREMIUM EFF, TEFC ENCL, FRAME 405TS, 1.15 S.F., F INSULATION, F1 CONDUIT BOX LOCATION, CAST IRON FRAME CONSTRUCTION, BALL BEARING, FOR GAS FUEL SYSTEM. | 245FGDRP0A | FGD RECYCLE PUMP "A" , INCLUDES PUMP, MOTOR, COUPLING, CONTROLS, VALVES AND PIPING. FED FROM WWTP 480V MCC 3 POSITION 12E 250 AMP BREAKER | ECP4402T-4 | SB1KF4 | 1 | EA | 7138.82
PETE | 5205320 | 10.516.533 | FGD RECYCLE PUMPS DISCHARGE PRESSURE TRANSMITTER | 245FGDRP0A | FGD RECYCLE PUMP "A" , INCLUDES PUMP, MOTOR, COUPLING, CONTROLS, VALVES AND PIPING. FED FROM WWTP 480V MCC 3 POSITION 12E 250 AMP BREAKER | 3051TG3A2B21AB4M5Q4S1 (TRANSMITTER) | 2FA22H18 | 1 | EA | 3612.73
PETE | 6406350 | 10.531.280 | MOTOR, 40 HP, 3600 RPM, 324TS FRAM, 460 VOLT. | 245FGDSWPA | FGD SERVICE WATER PUMP "A", INCLUDES MOTOR, COUPLING, CONTROLS, VALVES AND PIPING. FED FROM WWTP 480V MCC 3 POSITION 07A 100 AMP BREAKER | EM4109T | SB1JC10 | 1 | EA | 2549.06
PETE | 5205491 | 10.531.556 | MOTOR, 30 HP, 1770 RPM, 286TC FRAME, 230/460 VOLT | 245FGSSP1A | FGD SOFTENING CLARIFIER SLUDGE PUMP "1A", MOTOR, PIPING, VALVES, INSTRUMENTS AND CONTROLS.. | CEM4104T | SB1KC7 | 1 | EA | 4528.02
PETE | 5225348 | 10.532.966 | PUMP, RECYCLE CLARIFIER SLUDGE | 245FGSSP1A | FGD SOFTENING CLARIFIER SLUDGE PUMP "1A", MOTOR, PIPING, VALVES, INSTRUMENTS AND CONTROLS.. | VX136-280H4QD | SB3J | 0 | EA | 0
PETE | 5205191 | 10.519.528 | OWW EQ TANK & FGD SOFTN REACTOR pH ELEMENT/SENSOR | 245FGDSR01 | FGD SOFTENING REACTOR NO. 1. 9TNK-FGD601 | 389-01-10-55 | 2FA22H28 | 0 | EA | 0
PETE | 5205193 | 10.504.636 | OWW CLARIFIER & OWW EQ TANK & FGD SOFTN REACTOR pH TRANSMITTER | 245FGDSR01 | FGD SOFTENING REACTOR NO. 1. 9TNK-FGD601 | 1056-01-22-32-HT | 2FA22C27 | 0 | EA | 0
PETE | 5205253 | 10.518.290 | HIGH PRESSURE SWITCH, FGD REC CLARIFIER | 245FGDSCS1 | FGD SOFTNING CLARIFIER SCRAPER "1" 9XM-FGD631 | LPDN4-GG-B-25-0400 | 2FA22A26 | 1 | EA | 273.2
PETE | 5205254 | 10.520.179 | PRESSURE TRANSDUCER, FGD REC CLARIFIER | 245FGDSCS1 | FGD SOFTNING CLARIFIER SCRAPER "1" 9XM-FGD631 | K1-7-M02-42-C1-0300 | 2FA25F76 | 1 | EA | 366.3
PETE | 5225242 | 10.509.983 | PUMP, FLYGT MDL NP3301.185, CI CONST W/HARD IRON, CERAMIC COAT END PARTS, 462 IMP, 6" DISCH, 105HP, 50' POWER CABLE, W/FLS, VITON O-RINGS, EPOXY COATING, ZINC ANODES, SiC/SiC LOWER SEAL, TC/TC UPPER SEAL, EQ. #9PMP-FGD008A/B | 245FGDTSPA | FGD TRANSFER SUMP PUMP "A" INCLUDES PUMP/MOTOR, CONTROLS, VALVES AND PIPING. FED FROM. | NP3301.185 | SB1IE11 | 1 | EA | 59485
PETE | 5225253 | 10.528.988 | ELBOW, DISCHARGE, 6 X 6, HIGH CHROME (INCLUDES BASE, ELBOW & STRAIGHT HARD IRON PIPE) | 245FGDTSPA | FGD TRANSFER SUMP PUMP "A" INCLUDES PUMP/MOTOR, CONTROLS, VALVES AND PIPING. FED FROM. | 518 53 00, 518 56 00 & 518 54 00 | SB1ME10 | 3 | EA | 18072.83
PETE | 5012961 | 10.531.606 | MOTOR, 50HP, 1800 RPM, 326T FRAME, TEFC, 3PH, 480 VOLT, USED ON PETE 2 BAGHOUSE BYPASS DAMPER SEAL AIR BLOWER MOTOR. | 245GSFP1P1 | FILTER PRESS NO. 1, FEED PUMP NO. 1, INCLUDES MOTOR, COUPLING, CONTROLS, VALVES AND PIPING. FED FROM WWTP 480V MCC 5 POSITION 05A 125 AMP BREAKER | 1LE23213AB212AA3-Z+A40 | SB1DC9 | 1 | EA | 3221.9
PETE | 5225198 | 10.515.284 | CARD, PLC DIGITAL OUPUT, 16 PT COMPACT LOGIX, 24 VDC | 245GSFP1P1 | FILTER PRESS NO. 1, FEED PUMP NO. 1, INCLUDES MOTOR, COUPLING, CONTROLS, VALVES AND PIPING. FED FROM WWTP 480V MCC 5 POSITION 05A 125 AMP BREAKER | W2T232717 | 2FA25H62 | 1 | EA | 631
PETE | 5205288 | 10.502.204 | FLANGED MAGNETIC FLOW METER SENSOR, 6", FILTER PRESS FEED PP SKID DISCH FLOW ELEMENT/SENSOR | 245GSFP1P1 | FILTER PRESS NO. 1, FEED PUMP NO. 1, INCLUDES MOTOR, COUPLING, CONTROLS, VALVES AND PIPING. FED FROM WWTP 480V MCC 5 POSITION 05A 125 AMP BREAKER | 8705 T H A 060 C 1 W0 L2 B3 | SB1MD6 | 1 | EA | 10546.48
PETE | 5205296 | 10.516.534 | FIELD MOUNT MAGNETIC FLOW METER TRANSMITTER, FILTER PRESS FEED PUMP SKID DISCH FLOW TRANSMITTER | 245GSGFPS1 | FILTER PRESS NO. 1, FEED PUMP SKID. | 8732E M T 1 A 1 M5 C1 | 2FA58B1 | 1 | EA | 2314.72
PETE | 5225199 | 10.512.011 | VALVE, BUTTERLFY, LUG DA, 4", CI/EPDM/NYL SOL | 245GSGFP01 | FITLTER PRESS 1 (WITH HYDRAULIC DRIVE UNIT). | W2T822183 | 2FA25D50 | 1 | EA | 820
PETE | 5225197 | 10.535.931 | VALVE, GATE, PNEU-DA, 4" , ALLOY 2205/BODY LP | 245GSGFP01 | FITLTER PRESS 1 (WITH HYDRAULIC DRIVE UNIT). | W2T821830 | SB1LD2 | 1 | EA | 17887.57
PETE | 5225189 | 10.527.797 | CLOTH, FILTER, 2000 NG, 1121503C_112-B223-323-00 | 245GSGFP01 | FITLTER PRESS 1 (WITH HYDRAULIC DRIVE UNIT). | W2T821997 | BOTTOMASH | 642 | EA | 135340.31
PETE | 5225195 | 10.505.274 | REGULATOR, AIR W/GA 2 0 - 125 PSI | 245GSGFP01 | FITLTER PRESS 1 (WITH HYDRAULIC DRIVE UNIT). | W2T336170 | 2FA25C46 | 1 | EA | 646.45
PETE | 5225191 | 10.500.113 | CLOTH, FILTER, 2000 NG, 1121503C_112-B121-323-00 | 245GSGFP01 | FITLTER PRESS 1 (WITH HYDRAULIC DRIVE UNIT). | W2T821996 | SB1KE7 | 14 | EA | 2884.56
PETE | 5205118 | 10.528.859 | FILTER PLATE, INTERMEDIATE #1, FOR FILTERPRESS | 245GSGFP01 | FITLTER PRESS 1 (WITH HYDRAULIC DRIVE UNIT). | W2T821397 | SB3 O | 10 | EA | 27750
PETE | 5205120 | 10.528.858 | FILTER PLATE HEAD, FOR FILTERPRESS | 245GSGFP01 | FITLTER PRESS 1 (WITH HYDRAULIC DRIVE UNIT). | W2T821396 | SB3 O | 1 | EA | 3700
PETE | 5205121 | 10.508.517 | FILTER PLATE TAIL, FOR FILTERPRESS | 245GSGFP01 | FITLTER PRESS 1 (WITH HYDRAULIC DRIVE UNIT). | W2T821399 | SB3 O | 1 | EA | 3700
PETE | 5205117 | 10.508.946 | ISOLATION RING ASSY W/PRESSURE TRANSMITTER, 4", FOR FILTERPRESS | 245GSGFP01 | FITLTER PRESS 1 (WITH HYDRAULIC DRIVE UNIT). | W3T354725 | 2FA22I1 | 1 | EA | 4132
PETE | 5205122 | 10.521.176 | SCREEN, HUMAN MACHINE INTERFACE, FOR FILTERPRESS | 245GSGFP01 | FITLTER PRESS 1 (WITH HYDRAULIC DRIVE UNIT). | W2T521287 | 2FA25ENDB | 1 | EA | 13230
PETE | 5225184 | 10.517.743 | GUARDS, SPRAY BRUSH RUBBER, INCLUDES (4) 6.38", (2) 80.00" AND (2) 75.50" LONG. | 245GSGFP01 | FITLTER PRESS 1 (WITH HYDRAULIC DRIVE UNIT). | W2T340440, W2T340487, W2T340442 | 2FA25B46 | 3 | ST | 1032
PETE | 5225186 | 10.521.129 | ROLLER ASSEMBLY, FLANGED | 245GSGFP01 | FITLTER PRESS 1 (WITH HYDRAULIC DRIVE UNIT). | W3T47263 | 2FA25E80 | 4 | EA | 1152
PETE | 5225187 | 10.532.355 | PAD, WEAR, FOLLOWER SB 2000C100 UHMW | 245GSGFP01 | FITLTER PRESS 1 (WITH HYDRAULIC DRIVE UNIT). | W3T347178 | 2FA25J14 | 6 | EA | 1224
PETE | 5225188 | 10.521.131 | ROLLER, ASSEMBLY, FLANGED | 245GSGFP01 | FITLTER PRESS 1 (WITH HYDRAULIC DRIVE UNIT). | W3T47262 | 2FA25E79 | 18 | EA | 5832
PETE | 5225190 | 10.534.885 | SUPPORT SET, TO INCLUDE (4) SUPPORT CENTER LEG DRIP TRAY UHMW, (4) SUPPORT CENTER DRIP TRAY UHMW, (4) SUPPORT END DRIP TRAY UHMW | 245GSGFP01 | FITLTER PRESS 1 (WITH HYDRAULIC DRIVE UNIT). | W2T341091/W3T153182/W2T341090 | 2FA25C51 | 3 | ST | 3840
PETE | 5225192 | 10.522.653 | SPRING SET, TO INCLUDE (1) SPRING EXT, 6" LONG, .36" DIA, (1) SPRING TORSN RH WOUND, (1) SPRING TORSN LH WOUND | 245GSGFP01 | FITLTER PRESS 1 (WITH HYDRAULIC DRIVE UNIT). | W2T248312/W2T340454/W25340455 | 2FA25E80 | 12 | ST | 624
PETE | 5225193 | 10.524.050 | VALVE, BUTTERLFY, LUG DA 3", CI/EPDM/NYL SOL | 245GSGFP01 | FITLTER PRESS 1 (WITH HYDRAULIC DRIVE UNIT). | W2T822181 | 2FA25D51 | 1 | EA | 728
PETE | 5225194 | 10.505.946 | VALVE, GATE, PNEU-DA, 3" ALLOY 2205 BODY LP | 245GSGFP01 | FITLTER PRESS 1 (WITH HYDRAULIC DRIVE UNIT). | W2T821832 | SB1LD2 | 1 | EA | 8215
PETE | 6407462 | 10.518.983 | MOTOR, ELECTRIC-AC, HORSEPOWER- 100, RPM- 1800 FRAME- 405T, 230/460V. 3 PH. | 245GSGWP00 | FITLTER PRESS CLOTH WASH PUMP. | ZMTT1203167-100 |  | 0 | EA | 0
PETE | 5205229 | 10.509.158 | LOW PRESSURE SWITCH, PS41, RANGE 4-8 PSI, BRASS 1/4 IN NPTM, SPDT, DIN 43650A 9MM CABLE CLAMP | 245GSGWP00 | FITLTER PRESS CLOTH WASH PUMP. | PS41-10-4MNB-C-HC | 2FA22E43 | 1 | EA | 44.8
PETE | 5003993 | 10.523.970 | VALVE, SOLENOID, 2-WAY, NC, 24VDC, 40 PSI, 1/4" PORT, 18" LEADS, TEFLON, FOR PETE SCRUBBER CEMS KVB ANALYZING SYSTEMS. | 272FGS0000 | FLUE GAS SYSTEM | 12144-24VDC | 2FA15D11 | 2 | EA | 922.52
PETE | 5009819 | 10.519.141 | NUT, LOCK, 1/2"-13, 316 SS, W/ NYLON INSERT, FOR PETE #1 & #2 SCRUBBER FLUE GAS PATH EXPANSION JOINTS. (100 / PK) | 272FGS0000 | FLUE GAS SYSTEM |  | 1FA15B15 | 3 | PQ | 139.86
PETE | 5706006 | 10.505.957 | VALVE, SWING CHECK, 4", 150#, 316SS, RF 316 BC, TEFLON GASKET | 272FRP0100 | FRP 120-1 GFS FILTRATE RECEIVER PUMP * | 377 | SB1JD6 | 1 | EA | 1334.7
PETE | 5009766 | 10.520.340 | PUMP, FILTRATE, KROGH 4 X 9 MODEL 55-OH, COMPLETE W/ CD4MCU SUPER DUPLEX STAINLESS STEEL CONSTRUCTION & J.CRANE TYPE 20R EXTERNAL MECHANICAL SEAL, S/N 21711, FOR PETE GYPSUM DEWATERING VACUUM FILTERS. {NOTE: BARE PUMP / LESS MOTOR} | 272FRP0100 | FRP 120-1 GFS FILTRATE RECEIVER PUMP * | 55-OH |  | 0 | EA | 0
PETE | 5004062 | 10.503.390 | BUSHING, MOTOR SIDE, SDS X 1-7/8" | 272FRP4400 | FRP 44-04 DEWATERING UNIT #4 FILTER FILTRATE RECEIVER PUMP | 120410 | 2FA19G21 | 1 | EA | 10.65
PETE | 5004065 | 10.527.396 | BUSHNG, PUMP SIDE (NEW PUMP), SDS X 32MM | 272FRP4400 | FRP 44-04 DEWATERING UNIT #4 FILTER FILTRATE RECEIVER PUMP | 120098 | 2FA1E50 | 1 | EA | 12.65
PETE | 5004064 | 10.501.580 | BUSHING, PUMP SIDE (OLD PUMP), SDS X 1-3/8" | 272FRP4400 | FRP 44-04 DEWATERING UNIT #4 FILTER FILTRATE RECEIVER PUMP | 120402 | 2FA19G21 | 1 | EA | 16.14
PETE | 3907001 | 10.523.798 | VALVE, CHECK, 4", 125# ENDS, 104R RUBBER LINED FLAPPER | 272FRP4400 | FRP 44-04 DEWATERING UNIT #4 FILTER FILTRATE RECEIVER PUMP | SP-DA104RP | SB3B1B1 | 1 | EA | 2150
PETE | 5004061 | 10.505.214 | SHEAVE, MOTOR SIDE, 3/5V5.20 | 272FRP4400 | FRP 44-04 DEWATERING UNIT #4 FILTER FILTRATE RECEIVER PUMP | 455271 | 2FA1A36 | 1 | EA | 59.68
PETE | 5004063 | 10.534.109 | SHEAVE, PUMP SIDE, 3/ 5V4.40 | 272FRP4400 | FRP 44-04 DEWATERING UNIT #4 FILTER FILTRATE RECEIVER PUMP | 455268 | 2FA1A33 | 1 | EA | 58.02
PETE | 5706906 | 10.522.526 | STRAINER, 6", SELF CLEANING, MODEL "A', AUTOMATIC, FOR PETERSBURG 1,2, & 4 GYPSUM PLANT. | 272SWS120-1 | FTRM-120-1 DEWATERING SEAL WATER SYSTEM | FILE KN-57856-KM | SB1GD1 | 1 | EA | 21590
PETE | 5009810 | 10.507.053 | BELT, V-DRIVE, FOR PETE GYPSUM DEWATERING VACUUM PUMPS. | 272FVP0100 | FVP 120-1 GYPSUM FILTER VACUUM PUMP | 8V3000 | SB3BWALL | 8 | EA | 2319.38
PETE | 5706854 | 10.512.955 | ACTUATOR, DOUBLE ACTING, PNEUMATIC, TO MOUNT TO 3" VALVE, USED ON UNIT4 GYPSUM FILTER VACCUM PUMP SEAL WATER SUPPLY VALVE. | 272FVP404A | FVP 44-04A DEWATERING UNIT #4 FILTER VACUUM PUMP A | 92-0830 | 2FA6D17 | 1 | EA | 284.7
PETE | 5004692 | 10.501.482 | ADAPTER, ROUND ID X ROUND OD, 1 3/8 R X 1 7/8 R. | 272FVP404A | FVP 44-04A DEWATERING UNIT #4 FILTER VACUUM PUMP A | 102-254-140-777-000 | 2FA1E36 | 1 | EA | 102.85
PETE | 7005375 | 10.508.135 | COUPLING, SHAFT, COMPLETE, SIZE-100T10, 1ST BORE- ROUGH, 2ND BORE- ROUGH. | 272FVP404A | FVP 44-04A DEWATERING UNIT #4 FILTER VACUUM PUMP A | 1100T10 | 1FA7I8 | 1 | EA | 744.24
PETE | 7005377 | 10.528.064 | GRID, COUPLING, REPLACEMENT FOR FALK COUPLING TYPE1, 1100T10. | 272FVP404A | FVP 44-04A DEWATERING UNIT #4 FILTER VACUUM PUMP A | 110T GRIDMEMBER | 1FA7D27 | 1 | EA | 335.06
PETE | 5706855 | 10.523.758 | VALVE, 3", SERIES 31, CI BODY, BYLON 11 COATED DI DISC, 416SS STEM, EPDM SEAT, USED ON UNIT4 GYPSUM FILTER VACCUM PUMP SEAL WATER SUPPLY VALVE. | 272FVP404A | FVP 44-04A DEWATERING UNIT #4 FILTER VACUUM PUMP A | 310300-11010119 | 2FA6C16 | 1 | EA | 87.65
PETE | 6708264 | 10.524.099 | VALVE, RELIEF, SET/RANGE- 150, SIZE- 1" FNPT FOR STATION FIRE PUMPS MANUFACTURER PART NO. =174A-M1 | 272FWH0100 | FWH 120-1 FLUSH WATER HEATER , DBA SYSTEM, LIMESTONE PREP. BUILDING, INCLUDES TANK AND ALL ASSOCIATED EQUIPMENT FOR FLUSH WATER HEATER. |  | 1FA16F20 | 1 | EA | 192.37
PETE | 5009856 | 10.500.518 | PUMP, COMPLETE, 316SS CONSTRUCTION, W/ 7.0" IMPELLER TRIM & GOULDS SEALPLUS SINGLE MECHANICAL SEAL, SiC VS. SiC, GOULDS PUMP MODEL 3196 STX 1X1.5-8, FOR CLOTH WASH PUMP, USED ON PETE DEWATERING GYPSUM PLANT FILTERS. | 272FWP0100 | FWP 120-1 FILTER CLOTH WASH PUMP | 3196 STX 1X1.5-8-7-0'' TRIM 316SS |  | 0 | EA | 0
PETE | 5009158 | 10.535.927 | VALVE, FLOAT, 2", HEAVY-DUTY, BRASS GADE NPT | 272FWT4400 | FWT 44-04 DEWATERING UNIT #4 FILTER CLOTH WASH TANK | 567-6790-A1 | 4FA52B5 | 1 | EA | 1103.92
PETE | 5009424 | 10.510.618 | SEAL, FILTER, ROLL CONE FOR EIMCO MODEL 3M45 EXTRACTOR S/N 64349-1 USED ONDEWATERING BELT FILTER WEIGHTED ROLL UNIT 1 & 2 SCRUBBER. | 272GDF0100 | GDF 120-1 GYPSUM DEWATERING FILTER | 852611J | 2FA17F48 | 2 | EA | 5.1
PETE | 5009440 | 10.511.220 | SWITCH, LIMIT, FOR PETE DEWATERING BELT FILTER, USED ON EIMCO MODEL 3M45 EXTRACTOR, S/N 64349-1. { LESS LEVER (5009-441) }. | 272GDF0100 | GDF 120-1 GYPSUM DEWATERING FILTER | X64349A38A | 2FA17A47 | 4 | EA | 1170.72
PETE | 5009441 | 10.509.484 | LEVER, SWITCH, FOR PETE DEWATERING BELT FILTER, USED ON EIMCO MODEL 3M45 EXTRACTOR, S/N 64349-1. { LESS SWITCH (5009-440) }. | 272GDF0100 | GDF 120-1 GYPSUM DEWATERING FILTER | X64349A381 | 2FA17F48 | 8 | EA | 308.24
PETE | 5009427 | 10.502.193 | FILTER, INSTRUMENT, REGULATOR & LUBRICATOR, THREE UNIT, SCHRADER BELLOWS FRL MODEL 14A15B13F1BCSB, FOR PETE GYPSUM DEWATERING BELT FILTER, EIMCO MODEL 3M45 EXTRACTOR, S/N 64349-1. | 272GDF0100 | GDF 120-1 GYPSUM DEWATERING FILTER | 853067A | 2FA17B59 | 1 | EA | 466
PETE | 5009422 | 10.521.563 | SEAL, FILTER ROLL CONE, FOR PETE DEWATERING BELT FILTER CLOTH, EIMCO MODEL 3M45 EXTRACTOR, S/N 64349-1. | 272GDF0100 | GDF 120-1 GYPSUM DEWATERING FILTER | 851071J | 2FA17E50 | 2 | EA | 10
PETE | 5009428 | 10.534.101 | SHAFT, THRUST ROLLER, FOR PETE DEWATERING BELT FILTER, USED ON EIMCO MODEL 3M45 & 3M65 EXTRACTORS, S/N 64349-1 & CSP0000324-01/02. | 272GDF0100 | GDF 120-1 GYPSUM DEWATERING FILTER | 569190 .SLC1 | 2FA17B57 | 1 | EA | 175
PETE | 5009415 | 10.534.235 | SEAL, FILTER, WASH DAM, FOR PETE DEWATERING GYPSUM FILTER BELTS, EIMCO MODEL 3M45 EXTRACTOR, S/N 64349-1. | 272GDF0100 | GDF 120-1 GYPSUM DEWATERING FILTER | 151538M3 | 2FA14D31 | 3 | EA | 1182
PETE | 5009437 | 10.509.047 | GEAR, WORM, WINCH, FOR PETE DEWATERING BELT FILTER VACUUM PAN LOWERING ASSEMBLY, EIMCO MODEL 3M45 EXTRACTOR, S/N 64349-1. | 272GDF0100 | GDF 120-1 GYPSUM DEWATERING FILTER | 853083A | SB3E2D1 | 1 | EA | 2893
PETE | 5009439 | 10.523.243 | SWITCH, SAFETY, TRIP WIRE FOR EIMCO MODEL 3M45 EXTRACTOR S/N 64349-1 USED ON DEWATERING BELT FILTER TRIP WIRE ASSEMBLY UNIT 1 & 2 SCRUBBER. | 272GDF0100 | GDF 120-1 GYPSUM DEWATERING FILTER | 64349A37A | 2FA17C55 | 2 | EA | 3099.76
PETE | 5009419 | 10.505.545 | SEAL, FILTER, CONE, FOR PETE DEWATERING BELT FILTER SUPPORT ROLLS, EIMCO MODEL 3M45 EXTRACTOR, S/N 64349-1. | 272GDF0100 | GDF 120-1 GYPSUM DEWATERING FILTER | 851071N (9-30-14) | 2FA17E50 | 7 | EA | 68.74
PETE | 5009952 | 10.524.303 | VALVE, PRESSURE REDUCING, 2", 300#, NPT ENDS, GLOBE BODY W/FBE, DI BODY, SS STRAINER/TUBING, 10-80 PSI, 160 PILOT SPRING RANGE, X107 INDICATOR, FOR GYPSUM FILTERS DECK LUBE. | 272GDF0100 | GDF 120-1 GYPSUM DEWATERING FILTER | 106-PR-X107 GLOBE BODY W/FBE | SB1HE4 | 1 | EA | 1449.82
PETE | 5009438 | 10.500.024 | NOZZLE, SPRAY, 1/8", 316 SS, FOR PETE #1 & #2 DEWATERING FILTER CLOTH & DRAINAGE BELT WASH PIPING, EIMCO MODEL 3M45 EXTRACTORS, S/N 64349-1. | 272GDF0100 | GDF 120-1 GYPSUM DEWATERING FILTER | 853084A (9-30-14) | 2FA17C56 | 44 | EA | 1144
PETE | 5009162 | 10.502.874 | TENSIONER ASSEMBLY, ONLY, DUAL RATCHET 3M BLADE | 272GDF0100 | GDF 120-1 GYPSUM DEWATERING FILTER | 1125921-03M2 | SB1HE10 | 0 | EA | 0
PETE | 5009263 | 10.510.421 | SCRAPER BLADE SET FOR BELT SCRAPER, HDQC1 WITH TENSIONERS, 120" LONG BLADE SET (2 PCS 60" LONG) | 272GDF0100 | GDF 120-1 GYPSUM DEWATERING FILTER | 1125921-03 SBS | SB1HE10 | 1 | ST | 2910
PETE | 5009420 | 10.501.791 | BEARING, PILLOW BLOCK, 1-1/2", MEDIUM DUTY, FOR PETE #1 & #2 DEWATERING BELT FILTER SUPPORT ROLLS, EIMCO MODEL 3M45 EXTRACTOR S/N 64349-1. (DO NOT SUBSTITUTE) | 272GDF0100 | GDF 120-1 GYPSUM DEWATERING FILTER | VPS 324 | 2FA11G1 | 10 | EA | 1155.92
PETE | 5009417 | 10.513.847 | BEARING, ROLLER, CONSISTING OF HOUSING SAF-034KA, BEARING 23034EASKMC3 ANDADAPTER SNW3034-5 15/16" FOR EIMCO MODEL 3M45 EXTRACTOR S/N 64349-1 MFG P/N F60194 USED ON DEWATERING BELT FILTER DRIVE. | 272GDF0100 | GDF 120-1 GYPSUM DEWATERING FILTER | SAF034KA-5 | SB3Q1C1 | 1 | EA | 5470.81
PETE | 5009412 | 10.514.053 | BELT, WEAR, 3-PLY, 225 DULON MATERIAL, VULCANIZED, ENDLESS, 2-1/4" X 114'-8" X 9/32", FOR PETE DEWATERING BELT FILTER, EIMCO MODEL 3M45 EXTRACTOR, S/N 64349-1. | 272GDF0100 | GDF 120-1 GYPSUM DEWATERING FILTER | 905051A3CCHM | SB3E2D1 | 4 | EA | 8128.21
PETE | 5009399 | 10.526.089 | BLOCK, TAKE-UP, POLYETHYLENE, FOR PETE DEWATERING BELT FILTER, USED ON EIMCO MODEL 3M45 EXTRACTOR, S/N 64349-1. | 272GDF0100 | GDF 120-1 GYPSUM DEWATERING FILTER | 252152F | SB3C2A5 | 4 | EA | 2160.96
PETE | 5009430 | 10.526.087 | BLOCK, FILTER, SLIDE SEAL, STYLE 3 X 10 FT., FOR PETE DEWATERING BELT FILTER VACUUM PAN ASSEMBLY, EIMCO MODEL 3M45 EXTRACTOR, S/N 64349-1. | 272GDF0100 | GDF 120-1 GYPSUM DEWATERING FILTER | 151499W | SB1AE5 | 5 | EA | 7950
PETE | 5009431 | 10.513.776 | BLOCK, FILTER, SLIDE SEAL, STYLE 4 X 10 FT., FOR PETE DEWATERING BELT FILTER VACUUM PAN ASSEMBLY, EIMCO MODEL 3M45 EXTRACTOR, S/N 64349-1. | 272GDF0100 | GDF 120-1 GYPSUM DEWATERING FILTER | 151499X | SB1AE5 | 5 | EA | 7950
PETE | 5009432 | 10.513.775 | BLOCK, FILTER, SLIDE SEAL, FOR PETE DEWATERING BELT FILTER VACUUM PAN ASSEMBLY, EIMCO MODEL 3M45 EXTRACTOR, S/N 64349-1. | 272GDF0100 | GDF 120-1 GYPSUM DEWATERING FILTER | 151499M | SB1AE5 | 1 | EA | 1242.45
PETE | 5009433 | 10.503.198 | BLOCK, FILTER, SLIDE SEAL, FOR PETE DEWATERING BELT FILTER VACUUM PAN ASSEMBLY, EIMCO MODEL 3M45 EXTRACTOR, S/N 64349-1. | 272GDF0100 | GDF 120-1 GYPSUM DEWATERING FILTER | 151499N | SB1AE5 | 1 | EA | 1075
PETE | 5009434 | 10.521.564 | SEAL, FILTER, FEED END, FOR PETE DEWATERING BELT FILTER VACUUM PAN ASSEMBLY, EIMCO MODEL 3M45 EXTRACTOR, S/N 64349-1. | 272GDF0100 | GDF 120-1 GYPSUM DEWATERING FILTER | 252152A | SB1AE5 | 1 | EA | 640.33
PETE | 5009435 | 10.534.234 | SEAL, FILTER, DISCHARGE END, FOR PETE DEWATERING BELT FILTER VACUUM PAN ASSEMBLY, EIMCO MODEL 3M45 EXTRACTOR, S/N 64349-1. | 272GDF0100 | GDF 120-1 GYPSUM DEWATERING FILTER | 252152C | SB1AE5 | 1 | EA | 601.56
PETE | 5109564 | 10.530.260 | HOSE, HEAVY DUTY, 4" DIA. X 100 FT. LONG, FOR VECLOADER 422 PORTABLE VACUUM MACHINE. | 272GDF0100 | GDF 120-1 GYPSUM DEWATERING FILTER | 7314-00 | SB1ID10 | 2 | EA | 2521.79
PETE | 5721006 | 10.500.800 | AC DRIVE, PF 753 | 272GDF0100 | GDF 120-1 GYPSUM DEWATERING FILTER | 20F11ND014AAONNNN | 2FA58A1 | 3 | EA | 5272.2
PETE | 5009151 | 10.516.974 | GASKET KIT, FOR THOMPSON MODEL MLS-02-030 | 272GDF0100 | GDF 120-1 GYPSUM DEWATERING FILTER | GK-02 | 2FA17C34 | 3 | LT | 191.25
PETE | 5009881 | 10.516.512 | FAN, COOLING, BALDOR MODEL 613450, FOR PETE GYPSUM DEWATERING FILTER DRIVE MOTOR. | 272GDF0100 | GDF 120-1 GYPSUM DEWATERING FILTER | 613450-11A | 2FA12H24 | 1 | EA | 600
PETE | 5009266 | 10.535.890 | VALVE, BALL, 2", W/AUTOMAX SR B115-10 ACTUATOR, WESTLOCK LIMITSWITCH & ASCO SOLENOID | 272GDF0400 | GDF 44-04 GYPSUM DEWATERING FILTER | A 2.0 TR/B115/2004/W | SB1HE6 | 1 | EA | 1536.65
PETE | 3914056 | 10.523.992 | VALVE, SOLENOID, SIZE PORTS- 1/2 FPT - 480/60 VOLTS. | 272GLP0100 | GLP 120-1 PANEL, GEAR LUBE, 120-1 BALL MILL. | HT8210G2 | 1FA10B26 | 3 | EA | 558.58
PETE | 5009612 | 10.523.971 | VALVE, SOLENOID, 3-WAY, GENERAL, 120 VAC., 60 CY., 3/32" ORIFICE, 1/4" PIPE, N.C., 110 PSI AIR, 110 PSI H2O, 110 PSI OIL, FOR PETE #1 & #2 SCRUBBER BALL MILL LUBE OIL PANEL. | 272GLP0100 | GLP 120-1 PANEL, GEAR LUBE, 120-1 BALL MILL. | EF8320G089 | 1FA10D38 | 0 | EA | 0
PETE | 5205507 | 10.501.772 | BEARING, BALL, SLING OPEN | 245HDXP00A | GYPSUM HEADWORKS PUMP "A", INCLUDES PUMP, COMPRESSOR, COMPRESSOR PRIMING CHAMBER ASSEMBLY, MOTOR AND V.F.D. | M55-6316 | 2FA22H15 | 1 | EA | 321
PETE | 5205508 | 10.525.986 | BEARING, BALL, SLING OPEN, | 245HDXP00A | GYPSUM HEADWORKS PUMP "A", INCLUDES PUMP, COMPRESSOR, COMPRESSOR PRIMING CHAMBER ASSEMBLY, MOTOR AND V.F.D. | M55-7316B | 2FA22H16 | 2 | EA | 928.32
PETE | 5205520 | 10.503.134 | ASSEMBLY, ROTATING, 6X6S1 GRS LUBE 12.00" IMPELLER GREASE LUBE | 245HDXP00A | GYPSUM HEADWORKS PUMP "A", INCLUDES PUMP, COMPRESSOR, COMPRESSOR PRIMING CHAMBER ASSEMBLY, MOTOR AND V.F.D. | Q55-RA-6X6S1-GL-1200 | SB1MD3 | 1 | EA | 12875
PETE | 5205500 | 10.520.691 | PUMP, COMPLETE | 245HDXP00A | GYPSUM HEADWORKS PUMP "A", INCLUDES PUMP, COMPRESSOR, COMPRESSOR PRIMING CHAMBER ASSEMBLY, MOTOR AND V.F.D. | 6JSCE-EBS-60-CD4 | SB1JA7 | 1 | EA | 31200
PETE | 5205502 | 10.529.801 | GASKET, PUMP, VOLUTE 6X6S1 | 245HDXP00A | GYPSUM HEADWORKS PUMP "A", INCLUDES PUMP, COMPRESSOR, COMPRESSOR PRIMING CHAMBER ASSEMBLY, MOTOR AND V.F.D. | Q55-XY16X026 | 2FA11E21 | 1 | EA | 9.42
PETE | 5205505 | 10.532.018 | O-RING, PUMP, SHAFT SLEEVE 6X6S1, 6NHTA, 3/32 X 2-1/8 | 245HDXP00A | GYPSUM HEADWORKS PUMP "A", INCLUDES PUMP, COMPRESSOR, COMPRESSOR PRIMING CHAMBER ASSEMBLY, MOTOR AND V.F.D. | M55-568-138 | 2FA11E21 | 1 | EA | 2.16
PETE | 5205506 | 10.502.206 | FLOAT, PUMP, PRIMING CHAMBER FLOAT ASSEMBLY | 245HDXP00A | GYPSUM HEADWORKS PUMP "A", INCLUDES PUMP, COMPRESSOR, COMPRESSOR PRIMING CHAMBER ASSEMBLY, MOTOR AND V.F.D. | Q29-COMP-FLOAT-010 | 2FA22G16 | 1 | EA | 825.58
PETE | 5205521 | 10.521.741 | SHAFT, PUMP, 6X6S1 W/17-4PH SS | 245HDXP00A | GYPSUM HEADWORKS PUMP "A", INCLUDES PUMP, COMPRESSOR, COMPRESSOR PRIMING CHAMBER ASSEMBLY, MOTOR AND V.F.D. | Q55-XY16X020-14SS | SB1LE5 | 1 | EA | 2042.24
PETE | 5205522 | 10.505.255 | SLEEVE, SHAFT, 6X6S1 4X4S3 SS | 245HDXP00A | GYPSUM HEADWORKS PUMP "A", INCLUDES PUMP, COMPRESSOR, COMPRESSOR PRIMING CHAMBER ASSEMBLY, MOTOR AND V.F.D. | Q55-XY16X021 | 2FA22F43 | 1 | EA | 181.82
PETE | 5205523 | 10.534.021 | SEAL, MECHANICAL, 2-1/2 TYPE 2 JC | 245HDXP00A | GYPSUM HEADWORKS PUMP "A", INCLUDES PUMP, COMPRESSOR, COMPRESSOR PRIMING CHAMBER ASSEMBLY, MOTOR AND V.F.D. | Q55-5250-1T2-JC | 2FA22F43 | 1 | EA | 1897.09
PETE | 5205524 | 10.536.734 | WEAR RING, IMPELLER, 6X6S1 W/LIP CD4MCU | 245HDXP00A | GYPSUM HEADWORKS PUMP "A", INCLUDES PUMP, COMPRESSOR, COMPRESSOR PRIMING CHAMBER ASSEMBLY, MOTOR AND V.F.D. | Q55-Y16XX018-CD4MCU | 2FA22C16 | 1 | EA | 1411
PETE | 5205526 | 10.518.476 | IMPELLER, PUMP, 6X6S1-12.00" CD4MCU | 245HDXP00A | GYPSUM HEADWORKS PUMP "A", INCLUDES PUMP, COMPRESSOR, COMPRESSOR PRIMING CHAMBER ASSEMBLY, MOTOR AND V.F.D. | Q55-Y16XX011-12-CD4M | SB1LE5 | 1 | EA | 3994.34
PETE | 5225654 | 10.505.527 | SEAL, HR321, Q2Q2VMM5, ITT GOULDS PUMP MODEL #XHDM/PF1/75, USED ON PETE GYPSUM RECLAIM PUMP. | 245GSRGRPA | GYPSUM RECLAIM PUMP "A", INCLUDES PUMP, MOTOR, CONTROLS, PIPING AND VALVES. | F95232000 | 2FA18G17 | 1 | EA | 11032
PETE | 5225647 | 10.531.205 | CASING LINER ASSEMBLY, ITT GOULDS PUMP MODEL #XHDM/PF1/75, USED ON PETE GYPSUM RECLAIM PUMP. | 245GSRGRPA | GYPSUM RECLAIM PUMP "A", INCLUDES PUMP, MOTOR, CONTROLS, PIPING AND VALVES. | RD16288A 1228 | SB1LA11 | 1 | ASY | 2149
PETE | 5225653 | 10.513.860 | BEARING, ROLLER, ITT GOULDS PUMP MODEL #XHDM/PF1/75, USED ON PETE GYPSUM RECLAIM PUMP. | 245GSRGRPA | GYPSUM RECLAIM PUMP "A", INCLUDES PUMP, MOTOR, CONTROLS, PIPING AND VALVES. | 8070-33212 | 2FA18F5 | 2 | EA | 348
PETE | 5205085 | 10.520.701 | PUMP, ITT GOULDS, MODEL #XHD, SIZE 75XHD, HYDRO PRESS 375 PSI, 500 GPM, 2499 RPM, 200 HEAD FT, MAT'L DI, 10.38 IMP. DIA 10.38 MAX DIA, S/N N206H095-1 | 245GSRGRPA | GYPSUM RECLAIM PUMP "A", INCLUDES PUMP, MOTOR, CONTROLS, PIPING AND VALVES. | 9PMP-GSR002A | SB3K1B1 | 1 | EA | 23747
PETE | 5205466 | 10.532.017 | O-RING, PUMP, AS568-156 BUNA-N | 245GSRGRPA | GYPSUM RECLAIM PUMP "A", INCLUDES PUMP, MOTOR, CONTROLS, PIPING AND VALVES. | N/70 | 2FA22E41 | 10 | EA | 2.1
PETE | 5225648 | 10.517.612 | GASKET, ITT GOULDS PUMP MODEL #XHDM/PF1/75, USED ON PETE GYPSUM RECLAIM PUMP. | 245GSRGRPA | GYPSUM RECLAIM PUMP "A", INCLUDES PUMP, MOTOR, CONTROLS, PIPING AND VALVES. | B06894A20 5206 | 2FA18E5 | 3 | EA | 46.5
PETE | 5225649 | 10.508.842 | GASKET, ITT GOULDS PUMP MODEL #XHDM/PF1/75, USED ON PETE GYPSUM RECLAIM PUMP. | 245GSRGRPA | GYPSUM RECLAIM PUMP "A", INCLUDES PUMP, MOTOR, CONTROLS, PIPING AND VALVES. | B06894A04 5211 | 2FA18F5 | 1 | EA | 97.5
PETE | 5225650 | 10.510.935 | SEAL, LABYRINTH, ITT GOULDS PUMP MODEL #XHDM/PF1/75, USED ON PETE GYPSUM RECLAIM PUMP. | 245GSRGRPA | GYPSUM RECLAIM PUMP "A", INCLUDES PUMP, MOTOR, CONTROLS, PIPING AND VALVES. | A10504A348 | 2FA18E5 | 1 | EA | 147
PETE | 5225651 | 10.533.670 | SEAL, LABYRINTH, ITT GOULDS PUMP MODEL #XHDM/PF1/75, USED ON PETE GYPSUM RECLAIM PUMP. | 245GSRGRPA | GYPSUM RECLAIM PUMP "A", INCLUDES PUMP, MOTOR, CONTROLS, PIPING AND VALVES. | A10504A349 | 2FA18E5 | 1 | EA | 185
PETE | 5225652 | 10.531.690 | O-RING, ITT GOULDS PUMP MODEL #XHDM/PF1/75, USED ON PETE GYPSUM RECLAIM PUMP. | 245GSRGRPA | GYPSUM RECLAIM PUMP "A", INCLUDES PUMP, MOTOR, CONTROLS, PIPING AND VALVES. | C02495A1385302 | 2FA18E5 | 3 | EA | 30
PETE | 5225655 | 10.518.519 | SUCTION LINER ASSY, ITT GOULDS PUMP MODEL #XHDM/PF1/75, USED ON PETE GYPSUM RECLAIM PUMP. | 245GSRGRPA | GYPSUM RECLAIM PUMP "A", INCLUDES PUMP, MOTOR, CONTROLS, PIPING AND VALVES. | RD17467A1228 | 2FA18G2 | 1 | ASY | 1430
PETE | 6407875 | 10.518.942 | MOTOR, ELECTRIC-AC, HORSEPOWER- 1.5, RPM- 3450 FRAME- 56J, 3-PH, 208-230/460V, SERVICE FACTOR 1.3 | 245FGSDFPB | GYPSUM SURGE DECANT FORWARDING PUMP "B", INCLUDES PUMP, MOTOR, COUPLING, CONTROLS, VALVES AND PIPING. | JM3120 | 4FA51B5 | 1 | EA | 151.76
PETE | 5009767 | 10.514.019 | BELT, V-DRIVE, EXHAUST FAN, HYDROCLONE BANK, FOR PETE #1 SCRUBBER ABSORBER BLDG. | 272PHBF1100 | HARTZELL FAN INC. MODEL # 052-40-PWP3 / JOB# 9804107-1 CFM 14.150 RPM 814 MOTOR 20 HP FRAME 256T VOLTS 460 / HZ. 60 / PH 3 CUSTOMER # 903522260 TAG# 746244 | 5VX1030 | SB3B2A4 | 2 | EA | 68
PETE | 5009196 | 10.507.695 | CARTRIDGE, VALVE, USED ON PORTABLE HYDRAULIC UNIT, UNIT 1 & 2 SCRUBBER. | 272HPU0100 | HPU 120-1 HYDRAULIC POWER UNIT | RA101S30 | 2FA14F24 | 1 | EA | 40.95
PETE | 5009191 | 10.532.961 | KIT, PUMP, REPAIR FOR MODEL PVP333OR PISTON PUMP, USED ON PORTABLE HYDRAULIC UNIT 1 & 2 SCRUBBER. | 272HPU0100 | HPU 120-1 HYDRAULIC POWER UNIT | RRKPVP23/33R20 | 2FA14G21 | 1 | EA | 412.2
PETE | 5009192 | 10.532.964 | KIT, PUMP, SEAL REPAIR FOR MODEL PVP333OR2 PISTON PUMP USED ON PORTABLE HYDRAULIC UNIT 1 & 2 SCRUBBER. | 272HPU0100 | HPU 120-1 HYDRAULIC POWER UNIT | SKPVP23/3320 | 2FA14C28 | 1 | EA | 53.95
PETE | 5009194 | 10.536.046 | VALVE, CHECK, FOR PORTABLE HYDRAULIC UNIT USED ON UNIT 1 & 2 SCRUBBER. | 272HPU0100 | HPU 120-1 HYDRAULIC POWER UNIT | C1220S | 2FA14E27 | 1 | EA | 22.7
PETE | 5009190 | 10.532.993 | PUMP, HYDRAULIC, PISTON TYPE, FOR PORTABLE HYDRAULIC UNIT, USED ON PETE #1 & #2 SCRUBBER. | 272HPU0100 | HPU 120-1 HYDRAULIC POWER UNIT | PVP333OR2 | 2FA14H19 | 1 | EA | 1266.67
PETE | 5009193 | 10.528.672 | ELEMENT, FILTER, BREATHER FOR PORTABLE HYDRAULIC UNIT USED ON UNIT 1 & 2 SCRUBBER. | 272HPU0100 | HPU 120-1 HYDRAULIC POWER UNIT | 926541 | 2FA14A28 | 1 | EA | 39.97
PETE | 5009195 | 10.508.027 | ELEMENT, HYDRAULIC FILTER, FOR PORTABLE HYDRAULIC PUMP, USED ON PETE #1 & #2 SCRUBBER. | 272HPU0100 | HPU 120-1 HYDRAULIC POWER UNIT | 932629Q | 2FA14D19 | 2 | EA | 334.12
PETE | 5009197 | 10.501.761 | ELEMENT, HYDRAULIC FILTER, FOR PORTABLE HYDRAULIC PUMP, USED ON PETE #1 & #2 SCRUBBER. | 272HPU0100 | HPU 120-1 HYDRAULIC POWER UNIT | G02088 / 30RF210BG25E1E1 | 2FA14H20 | 2 | EA | 278.4
PETE | 5225935 | 10.530.445 | APEX INSERT, 1.25", SILICON CARBIDE, | 245ZLD00H1 | HYDROCYCLONE "1". 9HDC-ZLD361 | G82-20-CR-1.25 | 2FA18G14 | 2 | EA | 1246
PETE | 5225936 | 10.500.939 | APEX RETAINER PLATE, 6% MOLY | 245ZLD00H1 | HYDROCYCLONE "1". 9HDC-ZLD361 | G83-20A-GEPW | SB1LE7 | 2 | EA | 2760
PETE | 5205261 | 10.530.192 | GAUGE, 4 1/2", 1279, SS, 1/2" NPT BACK, RANGE 0-60 PSI | 245ZLD00H1 | HYDROCYCLONE "1". 9HDC-ZLD361 | 45-1279-SS-04B-XLLSGNH-0/60 PSI (G) | 2FA22A25 | 1 | EA | 183.7
PETE | 5205294 | 10.529.426 | FLANGED MAGNETIC FLOW METER SENSOR, 3", HYDROCYCLONE OVERFLOW FLOW ELEMENT/SENSOR | 245ZLD00H1 | HYDROCYCLONE "1". 9HDC-ZLD361 | #8705FHA030C1W0L2Q4Q8B3 | SB1MD6 | 1 | EA | 6135.34
PETE | 5225937 | 10.504.485 | GASKET, 4" GYLON 3510. | 245ZLD00H1 | HYDROCYCLONE "1". 9HDC-ZLD361 | C5060G-4-GEPW | 2FA25D54 | 4 | EA | 452
PETE | 5302391 | 10.501.249 | LINK, OFFSET, SIZE #40 STANDARD WITH COTTER PIN SINGLE STRAND. | 201BSSBK01 | IK-1 PENDANT PLATEN SOOTBLOWER | REND 40 OFFSET LK | 1FA8E31 | 17 | EA | 27.03
PETE | 5009549 | 10.534.660 | SPROCKET, DRIVER, BROWNING P/N D160B17 X 3 1/8" STDKW & 2 SS 1/KW & 1 45 DEG. USED ON LB 120-2 FROZEN LUMP BREAKER UNIT 1 & 2 SCRUBBER. | 272LB02000 | LB 120-2 FROZEN LUMP BREAKER | D160B17 | SB3Q1B2 | 1 | EA | 370.16
PETE | 5009550 | 10.502.512 | SPROCKET, DRIVER, BROWNING P/N D160B54 X 3 15/16" STDKW & 2 SS 1/KW & 1 45DEG . USED ON LB 120-2 FROZEN LUMP BREAKER UNIT 1 & 2 SCRUBBER. | 272LB02000 | LB 120-2 FROZEN LUMP BREAKER | D160B54X3 15/16 | SB3Q1B2 | 1 | EA | 1655
PETE | 5009551 | 10.514.949 | CHAIN, ROLLER, DRIVER, DIAMOND P/N D160 20 FT USED ON LB 120-2 FROZEN LUMPBREAKER UNIT 1 & 2 SCRUBBER. | 272LB02000 | LB 120-2 FROZEN LUMP BREAKER | D160 | SB3Q1B2 | 2 | EA | 2129.6
PETE | 6016050 | 10.503.855 | ELEMENT, HEATING, FOR LECO SULFER ANALYZER SC132. | 266CHCALSD | LECO SULFER DETERMINATOR SC-132 | 783-177 | 4FA4F6 | 6 | EA | 1948.26
PETE | 5009987 | 10.501.816 | BELT, DRIVE, GROOVED, USED ON PETE 1&2 FGD SCRUBBERS, LEF 120-1 LIMESTONE AREA FAN JUST BEHIND 120-2 WEIGHFEEDER. | 272LEF0100 | LEF-120-1 LIMESTONE PREP. BLDG. EXHAUST FAN ( FAN NORTH OF #1 WEIGHFEEDED LIME PREP. BLDG.) | G14FL06240 | 1FA6H21 | 2 | EA | 24.52
PETE | 7004258 | 10.526.355 | BELT, V-DRIVE, GATES 5L740, FOR TRACTION GENERATOR ON G.E. LOCOMOTIVE. | 272LEF0200 | LEF-120-2 LIMESTONE PREP. BLDG. EXHAUST FAN (FAN NORTH OF #2 WEIGHFEEDER LIME PREP. BLDG.) | P49EP09660 | 1FA6G28 | 1 | EA | 8.02
PETE | 5225710 | 10.527.299 | CLAMP, FOR MAIN SLEEVE, METALFAB INC/BA-7, USED ON PETE LIME BIN ACTIVATOR. | 245LBINVIB | LIME BIN VIBRATOR. 9VIB-CFF820 FED FROM WWTP 480V MCC 1 POSITION 06E 15 AMP BREAKER. | BA21310-5SET | 4FA71A1 | 1 | EA | 647
PETE | 5225708 | 10.531.293 | MOTOR, VIBRATOR, 3 HP, 230-460/3/60, METALFAB INC/BA-7, USED ON PETE LIME BIN ACTIVATOR. | 245LBINVIB | LIME BIN VIBRATOR. 9VIB-CFF820 FED FROM WWTP 480V MCC 1 POSITION 06E 15 AMP BREAKER. | CD18-5380 | SB1LE8 | 1 | EA | 4154
PETE | 5225709 | 10.522.434 | SLEEVE, FLEXIBLE, 7" I.D., BLACK NEOPRENE, METALFAB INC/BA-7, USED ON PETE LIME BIN ACTIVATOR. | 245LBINVIB | LIME BIN VIBRATOR. 9VIB-CFF820 FED FROM WWTP 480V MCC 1 POSITION 06E 15 AMP BREAKER. | BA21321-07B | 4FA71A1 | 1 | EA | 1854
PETE | 5225711 | 10.530.078 | HANGER ARM WITH ISOLATOR, METALFAB INC/BA-7, USED ON PETE LIME BIN ACTIVATOR. | 245LBINVIB | LIME BIN VIBRATOR. 9VIB-CFF820 FED FROM WWTP 480V MCC 1 POSITION 06E 15 AMP BREAKER. | BA21322-JSP | SB1LC6 | 6 | EA | 2898
PETE | 5225712 | 10.530.508 | ISOLATOR FOR HANGER ARM, METALFAB INC/BA-7, USED ON PETE LIME BIN ACTIVATOR. | 245LBINVIB | LIME BIN VIBRATOR. 9VIB-CFF820 FED FROM WWTP 480V MCC 1 POSITION 06E 15 AMP BREAKER. | BA21343 | 2FA25E83 | 12 | EA | 720
PETE | 5225706 | 10.516.439 | DIAPHRAGM REPAIR KIT, SHOCKWAVE, STT STANCO/DCC-280-LP USED ON PETE LIME SILO VENT FILTER.. | 245CFLSVF0 | LIME SILO VENT FILTER. | K2546 | 2FA18F14 | 1 | LT | 42.5
PETE | 5205252 | 10.523.350 | TRANSMITTER, DIFFERENTIAL PRESSURE | 245CFLSVF0 | LIME SILO VENT FILTER. | PMD75-UBC7CB1BAAA w 4201439 | 2FA58A2 | 1 | EA | 3705.85
PETE | 5225705 | 10.517.014 | FILTER CARTRIDGE (CHANGE IN COMPLETE SETS OF 4), , STT STANCO/DCC-280-LP USED ON PETE LIME SILO VENT FILTER.. | 245CFLSVF0 | LIME SILO VENT FILTER. | 1000214 | SB1HC1 | 8 | EA | 2008
PETE | 5225747 | 10.510.430 | ACME POWER SCREW, VORTEX VALVES/SA08V1, USED AT PETE WATER TREATMENT. | 245CFLS000 | LIME SILO. | MSC08-14 | 2FA18E21 | 2 | EA | 161.4
PETE | 5225748 | 10.505.409 | BLADE SUPPORT GUIDE, RH, VORTEX VALVES/SA08V1, USED AT PETE WATER TREATMENT. | 245CFLS000 | LIME SILO. | MRC08-04 | 2FA18E22 | 4 | EA | 168.12
PETE | 5225749 | 10.509.116 | BONNET BLADE GUIDE, RH, VORTEX VALVES/SA08V1, USED AT PETE WATER TREATMENT. | 245CFLS000 | LIME SILO. | MSC08-07 | 2FA18E27 | 1 | EA | 73.89
PETE | 5225751 | 10.526.054 | BLADE, VORTEX VALVES/SA08V1, USED AT PETE WATER TREATMENT. | 245CFLS000 | LIME SILO. | MSC08-09 | 2FA18B4 | 1 | EA | 106.97
PETE | 5225752 | 10.517.760 | BONNET BLADE GUIDE, LH, VORTEX VALVES/SA08V1, USED AT PETE WATER TREATMENT. | 245CFLS000 | LIME SILO. | MSC08-08 | 2FA18E27 | 1 | EA | 73.59
PETE | 5225754 | 10.500.994 | BONNET RETAINER, LOWER, VORTEX VALVES/SA08V1, USED AT PETE WATER TREATMENT. | 245CFLS000 | LIME SILO. | MRC08-06 | 2FA18F24 | 1 | EA | 124.67
PETE | 5225755 | 10.507.098 | BLADE SUPPORT GUIDE, LH, VORTEX VALVES/SA08V1, USED AT PETE WATER TREATMENT. | 245CFLS000 | LIME SILO. | MRC08-05 | 2FA18E24 | 2 | EA | 84.06
PETE | 5205212 | 10.531.308 | MULTIPORT GAUGE VALVE, 10,000 PSI, 3/4" X 1/2" | 245CFLS000 | LIME SILO. | UGV4NS-16MN-VP-BP | 2FA25G78 | 1 | EA | 105
PETE | 5205244 | 10.504.532 | GAUGE, SAFEUNIT TYPE SFD, FLOW, ALARM 20-250 VAC/DC, NPT 3/8, AC-1. | 245CFLS000 | LIME SILO. | 228842517001 | 2FA22H23 | 1 | EA | 896
PETE | 5205249 | 10.500.468 | MINICAP CAPACITANCE POINT LEVEL DETECTION TRANSMITTER | 245CFLS000 | LIME SILO. | FTC262-JB24H1 | 2FA22D20 | 1 | EA | 535
PETE | 5225740 | 10.508.184 | ROUND INLET FLANGE ASSEMBLY, VORTEX VALVES/SA08V1, USED AT PETE WATER TREATMENT. | 245CFLS000 | LIME SILO. | MRC08-22 | 2FA18G6 | 1 | EA | 470.97
PETE | 5225741 | 10.524.151 | THRUST WASHER, NYLON, VORTEX VALVES/SA08V1, USED AT PETE WATER TREATMENT. | 245CFLS000 | LIME SILO. | MSC08-20 | 2FA18E21 | 1 | EA | 6.18
PETE | 5225742 | 10.528.551 | TOP BONNET COVER, CLEAR, VORTEX VALVES/SA08V1, USED AT PETE WATER TREATMENT. | 245CFLS000 | LIME SILO. | MSC08-17 | 2FA18B5 | 1 | EA | 37.98
PETE | 5225743 | 10.528.589 | HAND CRANK ASSY, , VORTEX VALVES/SA08V1, USED AT PETE WATER TREATMENT. | 245CFLS000 | LIME SILO. | SHC00-03 | 2FA18F21 | 1 | EA | 97.94
PETE | 5225744 | 10.524.152 | THRUST WASHER, STEEL, , VORTEX VALVES/SA08V1, USED AT PETE WATER TREATMENT. | 245CFLS000 | LIME SILO. | MSC08-21 | 2FA18E21 | 1 | EA | 6.17
PETE | 5225745 | 10.515.067 | THRUST BUSHING, VORTEX VALVES/SA08V1, USED AT PETE WATER TREATMENT. | 245CFLS000 | LIME SILO. | SHC00-21 | 2FA18F22 | 2 | EA | 50.54
PETE | 5225746 | 10.529.392 | ROUND OUTLET FLANGE ASSY, VORTEX VALVES/SA08V1, USED AT PETE WATER TREATMENT. | 245CFLS000 | LIME SILO. | MRC08-23 | 2FA18G4 | 1 | EA | 623.11
PETE | 5225750 | 10.534.158 | SEAL, PACKING, VORTEX VALVES/SA08V1, USED AT PETE WATER TREATMENT. | 245CFLS000 | LIME SILO. | MSC08-12 | 2FA18E22 | 1 | EA | 19.37
PETE | 5225753 | 10.534.173 | SEAL RETAINER BAR, VORTEX VALVES/SA08V1, USED AT PETE WATER TREATMENT. | 245CFLS000 | LIME SILO. | MSC08-10 | 2FA18F22 | 1 | EA | 44.99
PETE | 5225756 | 10.501.034 | STANDARD CLEVIS, VORTEX VALVES/SA08V1, USED AT PETE WATER TREATMENT. | 245CFLS000 | LIME SILO. | SHC00-11 | 2FA18E22 | 2 | EA | 240.04
PETE | 5225757 | 10.505.540 | END SEAL, VORTEX VALVES/SA08V1, USED AT PETE WATER TREATMENT. | 245CFLS000 | LIME SILO. | MRC08-02 | 2FA18E24 | 1 | EA | 133.15
PETE | 5225758 | 10.535.564 | POWER END FRAME, VORTEX VALVES/SA08V1, USED AT PETE WATER TREATMENT. | 245CFLS000 | LIME SILO. | MSC08-03 | 2FA18F23 | 1 | EA | 112.04
PETE | 5205225 | 10.504.798 | PRESSURE GAUGE, 4.5 IN, 0-200 PSI | 245CFLSFP1 | LIME SLURRY FEED PUMP A. FED FROM WWTP 480V MCC 1 POSITION 09G 175 AMP BREAKER. | 232.34-4.5''-0.5''LM-0-200 PSIG | 2FA22C29 | 1 | EA | 95.65
PETE | 5205283 | 10.517.710 | GO PROXIMITY SWITCH, SPDT, UL C1D1, 36" LEADS | 245CFLSFP1 | LIME SLURRY FEED PUMP A. FED FROM WWTP 480V MCC 1 POSITION 09G 175 AMP BREAKER. | 75-13568-A2 | 2FA22E40 | 1 | EA | 242
PETE | 5205493 | 10.531.561 | MOTOR, 75 HP, 1780 RPM, 365TC FRAME, 460 VOLT. | 245CFLSFP1 | LIME SLURRY FEED PUMP A. FED FROM WWTP 480V MCC 1 POSITION 09G 175 AMP BREAKER. | CEM4316T |  | 0 | EA | 0
PETE | 5225660 | 10.510.551 | SEAL, MECHANICAL, ITT GOULDS PUMP MODEL #JC/3J 4X6-14, USED ON PETE LIMESTONE SLURRY STORAGE TANK PUMP. | 245CFLSFP1 | LIME SLURRY FEED PUMP A. FED FROM WWTP 480V MCC 1 POSITION 09G 175 AMP BREAKER. | 205H652SL | 2FA18G15 | 1 | EA | 0
PETE | 5225938 | 10.530.823 | PRESSURE INDICATOR W/ISOLATOR RING | 245CFLSFP1 | LIME SLURRY FEED PUMP A. FED FROM WWTP 480V MCC 1 POSITION 09G 175 AMP BREAKER. | M10344 | 2FA18D32 | 2 | EA | 848
PETE | 5225970 | 10.532.035 | O-RING EGGER, 010/5, T 81-80 V4 LB4B | 245CFLSFP1 | LIME SLURRY FEED PUMP A. FED FROM WWTP 480V MCC 1 POSITION 09G 175 AMP BREAKER. | 000120319 | 2FA25F83 | 1 | EA | 380
PETE | 5225972 | 10.518.111 | IMPELLER SCREW, EGGER, 036/1, T 81-80 V4 LB4B | 245CFLSFP1 | LIME SLURRY FEED PUMP A. FED FROM WWTP 480V MCC 1 POSITION 09G 175 AMP BREAKER. | 000202253 | 2FA25F83 | 1 | EA | 113
PETE | 5225973 | 10.512.168 | IMPELLER WASHER, EGGER 038/1, T 81-80 V4 LB4B | 245CFLSFP1 | LIME SLURRY FEED PUMP A. FED FROM WWTP 480V MCC 1 POSITION 09G 175 AMP BREAKER. | 110384032 | 2FA25F83 | 1 | EA | 408
PETE | 5225974 | 10.517.166 | GASKET, EGGER, FLAT, 403/1, T 81-80 V4 LB4B | 245CFLSFP1 | LIME SLURRY FEED PUMP A. FED FROM WWTP 480V MCC 1 POSITION 09G 175 AMP BREAKER. | 000132753 | 2FA25G83 | 2 | EA | 58
PETE | 5225975 | 10.508.419 | GASKET, EGGER, FLAT, 403/2, T 81-80 V4 LB4B | 245CFLSFP1 | LIME SLURRY FEED PUMP A. FED FROM WWTP 480V MCC 1 POSITION 09G 175 AMP BREAKER. | 000132758 | 2FA25G83 | 1 | EA | 17
PETE | 5225976 | 10.530.972 | SHAFT KEY PUMP END, EGGER, 064/6, T 81-80 V4 LB4B | 245CFLSFP1 | LIME SLURRY FEED PUMP A. FED FROM WWTP 480V MCC 1 POSITION 09G 175 AMP BREAKER. | 000240054 | 2FA25G83 | 1 | EA | 11
PETE | 5225977 | 10.504.725 | SHAFT KEY DRIVE END, EGGER, 064/7, T 81-80 V4 LB4B | 245CFLSFP1 | LIME SLURRY FEED PUMP A. FED FROM WWTP 480V MCC 1 POSITION 09G 175 AMP BREAKER. | 000240023 | 2FA25G83 | 1 | EA | 11
PETE | 5225978 | 10.519.355 | O-RING, EGGER, 102/1, T 81-80 V4 LB4B | 245CFLSFP1 | LIME SLURRY FEED PUMP A. FED FROM WWTP 480V MCC 1 POSITION 09G 175 AMP BREAKER. | 000120754 | 2FA25H83 | 1 | EA | 17
PETE | 5225979 | 10.516.956 | GASKET, EGGER, 402/1, T 81-80 V4 LB4B | 245CFLSFP1 | LIME SLURRY FEED PUMP A. FED FROM WWTP 480V MCC 1 POSITION 09G 175 AMP BREAKER. | 000132516 | 2FA25H83 | 1 | EA | 57
PETE | 5225980 | 10.534.240 | HYDRODYNAMIC SEAL, EGGER, , T 81-80 V4 LB4B | 245CFLSFP1 | LIME SLURRY FEED PUMP A. FED FROM WWTP 480V MCC 1 POSITION 09G 175 AMP BREAKER. | 310/1 | 2FA25ENDD | 1 | EA | 15416
PETE | 5225707 | 10.524.200 | BLOWER WHEEL, 9-7/8" DIAMETER, 2" WIDE WITH 0.875" BORE, CARBON STEEL, QUICKDRAFT/Q4CA-1HP, USED ON PETE LIME SLURRY MIX TANK BLOWER EDUCTORS A & B. | 245CFLSTF1 | LIME SLURRY MIX TANK A BLOWER, INCLUDES MOTOR, INSTRUMENTS AND CONTROLS. FED FROM WWTP 480V MCC 1 POSITION 08J 7 AMP BREAKER. | 9205-011 | 2FA18G7 | 1 | EA | 207
PETE | 5225699 | 10.515.432 | CLAMP, 12" QUICK CONNECT PULL RING, #12303903, STT STANCO/WDS300 (12"), USED ON PETE LIME SLURRY MIX TANK A SCRUBBER. | 245CFLST01 | LIME SLURRY TANK A. 9TNK-CFF831A | 12303903 | 2FA18I1 | 1 | EA | 47.89
PETE | 5225704 | 10.507.352 | CLAMP, 6" QUICK CONNECT PULL RING, #12153903, STT STANCO/WDS300 (12"), USED ON PETE LIME SLURRY MIX TANK A SCRUBBER. | 245CFLST01 | LIME SLURRY TANK A. 9TNK-CFF831A | 12153903 | 2FA18C1 | 1 | EA | 37.88
PETE | 5225941 | 10.515.947 | CYLINDER REPAIR KIT, FOR RED VALVE RV5200-RS8-4" | 245CFLST01 | LIME SLURRY TANK A. 9TNK-CFF831A | RKRS8 | 2FA18E47 | 1 | LT | 203
PETE | 5205211 | 10.516.749 | FLOW METER, PORT SIZE 1/2", LIQUIDS 1.0 (S.G.) NPFT, SS, RANGE 05 TO 5GPM | 245CFLST01 | LIME SLURRY TANK A. 9TNK-CFF831A | H634C-005/EXNV60 #316648 | 2FA25G78 | 1 | EA | 950
PETE | 5205295 | 10.529.230 | FIELD MOUNT MAGNETIC FLOW METER TRANSMITTER, LIME SLURRY MIX TANK A WATER FLOW TRANSMITTER | 245CFLST01 | LIME SLURRY TANK A. 9TNK-CFF831A | 8732EMT1A1N6M4Q4 | 2FA58B1 | 1 | EA | 2548.56
PETE | 5225700 | 10.519.485 | NOZZLE, SCRUBBING, 1/4" ST ST, MODEL TF8-FCN, STT STANCO/WDS300 (12"), USED ON PETE LIME SLURRY MIX TANK A SCRUBBER. | 245CFLST01 | LIME SLURRY TANK A. 9TNK-CFF831A | 1000942 | 2FA18F14 | 1 | EA | 54.19
PETE | 5225701 | 10.502.100 | NOZZLE, WETTING, 1/4" ST ST, MODEL P40, STT STANCO/WDS300 (12"), USED ON PETE LIME SLURRY MIX TANK A SCRUBBER. | 245CFLST01 | LIME SLURRY TANK A. 9TNK-CFF831A | 1000943 | 2FA18F14 | 1 | EA | 33.48
PETE | 5225702 | 10.500.884 | GASKETS, 12" SILICONE, #1030792, , STT STANCO/WDS300 (12"), USED ON PETE LIME SLURRY MIX TANK A SCRUBBER. | 245CFLST01 | LIME SLURRY TANK A. 9TNK-CFF831A | 1000938 | 2FA18F3 | 4 | EA | 72
PETE | 5225703 | 10.517.875 | GASKETS, 6" SILICONE, #10157952, , STT STANCO/WDS300 (12"), USED ON PETE LIME SLURRY MIX TANK A SCRUBBER. | 245CFLST01 | LIME SLURRY TANK A. 9TNK-CFF831A | 1000940 | 2FA18F3 | 4 | EA | 63
PETE | 5225925 | 10.536.231 | REPAIR KIT FOR 8314R120MS-120 SOLENOID VALVE. | 245CFLST01 | LIME SLURRY TANK A. 9TNK-CFF831A | 323-968MS | 2FA18C2 | 1 | LT | 161.85
PETE | 5225939 | 10.511.274 | SLEEVE, FULL PORT, 4", EDPM | 245CFLST01 | LIME SLURRY TANK A. 9TNK-CFF831A | RVEPDM5200-4'' | 2FA18G19 | 1 | EA | 1636.16
PETE | 5225940 | 10.534.745 | SLEEVE, FULL PORT, 4", EDPM | 245CFLST01 | LIME SLURRY TANK A. 9TNK-CFF831A | RVEPDM70/75-4'' | 2FA18G21 | 1 | EA | 546
PETE | 5225942 | 10.534.744 | SLEEVE, FULL PORT, 2", EPDM | 245CFLST01 | LIME SLURRY TANK A. 9TNK-CFF831A | RVEPDM70/75-2'' | 2FA18A33 | 1 | EA | 319
PETE | 5225943 | 10.522.490 | SLEEVE, THROTTLING (CONE) 3"X2"X2" | 245CFLST01 | LIME SLURRY TANK A. 9TNK-CFF831A | RVEPDM70/75-3''X2''X2'' | 2FA18B33 | 1 | EA | 750
PETE | 5225944 | 10.522.476 | SLEEVE, FULL PORT, 3", EPDM | 245CFLST01 | LIME SLURRY TANK A. 9TNK-CFF831A | RVEPDM70/75-3'' | 2FA18G22 | 2 | EA | 1449.52
PETE | 5205481 | 10.519.269 | MOTOR, 25 HP, 1800 RPM, 3PH, 60 HZ, 284TC, TEFC, F, | 245GSLSTM0 | LIMESTONE SLURRY STORAGE TANK MIXER. | CECP4103T-4 | SB1MD8 | 1 | EA | 2281.39
PETE | 5225657 | 10.506.556 | BEARING, ITT GOULDS PUMP MODEL #JC/3J 4X6-14, USED ON PETE LIMESTONE SLURRY STORAGE TANK PUMP. | 245GSLSTPA | LIMESTONE SLURRY STORAGE TANK PUMP "A", MOTOR, PIPING, VALVES, INSTRUMENTS AND CONTROLS. N205H652-1 | 8050-31340 | 2FA18B10 | 1 | EA | 178.74
PETE | 5225658 | 10.526.153 | BEARING, ITT GOULDS PUMP MODEL #JC/3J 4X6-14, USED ON PETE LIMESTONE SLURRY STORAGE TANK PUMP. | 245GSLSTPA | LIMESTONE SLURRY STORAGE TANK PUMP "A", MOTOR, PIPING, VALVES, INSTRUMENTS AND CONTROLS. N205H652-1 | 8055-31301 | 2FA18A10 | 1 | EA | 375
PETE | 5225659 | 10.529.504 | GASKET, ITT GOULDS PUMP MODEL #JC/3J 4X6-14, USED ON PETE LIMESTONE SLURRY STORAGE TANK PUMP. | 245GSLSTPA | LIMESTONE SLURRY STORAGE TANK PUMP "A", MOTOR, PIPING, VALVES, INSTRUMENTS AND CONTROLS. N205H652-1 | A05305E1335129 | 2FA18F8 | 1 | EA | 107.24
PETE | 5225661 | 10.502.784 | OIL SEAL, ITT GOULDS PUMP MODEL #JC/3J 4X6-14, USED ON PETE LIMESTONE SLURRY STORAGE TANK PUMP. | 245GSLSTPA | LIMESTONE SLURRY STORAGE TANK PUMP "A", MOTOR, PIPING, VALVES, INSTRUMENTS AND CONTROLS. N205H652-1 | 8690-41627 | 2FA18E7 | 3 | EA | 105.16
PETE | 5225662 | 10.502.141 | O-RING, ITT GOULDS PUMP MODEL #JC/3J 4X6-14, USED ON PETE LIMESTONE SLURRY STORAGE TANK PUMP. | 245GSLSTPA | LIMESTONE SLURRY STORAGE TANK PUMP "A", MOTOR, PIPING, VALVES, INSTRUMENTS AND CONTROLS. N205H652-1 | C02495A2525302 | 2FA18E6 | 1 | EA | 8.35
PETE | 6718355 | 10.532.995 | PUMP, METERING, 42 GAL/DAY, 150 PSI, PULSAFEEDER PULSATRON SERIES E PLUS, MODEL LPG4SA-PTCI, FOR CHLOROX DOMESTIC WATER AT PETE. | 299ENCFC00 | LMI (CHLOROX) PUMP, WASTE TREATMENT BUILDING. 38.5 GALLON PER DAY. B711-91T | LPG4SA-PTCI | 4FA50A1 | 1 | EA | 991
PETE | 5009970 | 10.530.542 | HEATER, 3KW ELECTRIC IMMERSION, 480/3/60, SPST THERMOSTAT, 60 TO 250 DEG. F RANGE, 24.5" B-DIMENSION, USED ON PETE 2 BOOSTER FAN LUBE OIL SKID #LP2599-SP. | 272LOC2100 | LOC-122-1 SKID, LUBE OIL, 122-1 ABSORBER BOOSTER FAN. | 713FUT624994S | 4FA50A12 | 1 | EA | 1699
PETE | 5009971 | 10.502.890 | THERMOSTAT, FOR IMMERSION HEATER, SPST, 60 TO 250 DEG F RANGE, USED ON PETE 2 BOOSTER FAN LUBE OIL SKID #LP2599-SP. | 272LOC2100 | LOC-122-1 SKID, LUBE OIL, 122-1 ABSORBER BOOSTER FAN. | 10001363 | 2FA17E37 | 1 | EA | 371
PETE | 5009966 | 10.499.879 | ADAPTER, PUMP/MOTOR , USED ON PETE 2 BOOSTER FAN LUBE OIL SKID #LP2599-SP. | 272LOC2100 | LOC-122-1 SKID, LUBE OIL, 122-1 ABSORBER BOOSTER FAN. | PF2-A006-B16-R01 | 2FA17H17 | 1 | EA | 785
PETE | 5009976 | 10.501.077 | COUPLING, COMPLETE, WITH INSERT FOR THREE SCREW PUMPS, USED ON PETE 2 BOOSTER FAN LUBE OIL SKID #LP2599-SP. | 272LOC2100 | LOC-122-1 SKID, LUBE OIL, 122-1 ABSORBER BOOSTER FAN. | 685144 10692 | 2FA17E37 | 2 | EA | 190
PETE | 5009965 | 10.509.726 | MOTOR, 3 HP, 3600 RPM, 460/3/60, TEFC, 145TC FRAME, 1.15 S.F., C-FACE MOUNTING, , USED ON PETE 2 BOOSTER FAN LUBE OIL SKID #LP2599-SP. | 272LOC2100 | LOC-122-1 SKID, LUBE OIL, 122-1 ABSORBER BOOSTER FAN. | 13002591 | 4FA51B8 | 1 | EA | 981
PETE | 5009967 | 10.524.230 | VALVE, FOOT, WITH SUCTION STRAINER, 1.5" NPTF CONNECTION , USED ON PETE 2 BOOSTER FAN LUBE OIL SKID #LP2599-SP. | 272LOC2100 | LOC-122-1 SKID, LUBE OIL, 122-1 ABSORBER BOOSTER FAN. | 456-SB | 2FA17E37 | 1 | EA | 135
PETE | 5009968 | 10.536.584 | VALVE, RELIEF, 1.0", 250# RF FLANGE CONNECTION, 60-175 PSIG RANGE, SET @ 110 PSI, NPTF CONNECTION , USED ON PETE 2 BOOSTER FAN LUBE OIL SKID #LP2599-SP. | 272LOC2100 | LOC-122-1 SKID, LUBE OIL, 122-1 ABSORBER BOOSTER FAN. | 10003052 | 2FA17D32 | 2 | EA | 830
PETE | 5009969 | 10.536.579 | VALVE, RELIEF, 0.75", 300# RF FLANGE CONNECTION, 30-100 PSIG RANGE, SET @ 50 PSI, USED ON PETE 2 BOOSTER FAN LUBE OIL SKID #LP2599-SP. | 272LOC2100 | LOC-122-1 SKID, LUBE OIL, 122-1 ABSORBER BOOSTER FAN. | 13003966 | 2FA17E32 | 1 | EA | 199
PETE | 5009972 | 10.523.779 | VALVE, THERMOSTATIC BYPASS, 120 DEG F TEMPERATURE SETTING, USED ON PETE 2 BOOSTER FAN LUBE OIL SKID #LP2599-SP. | 272LOC2100 | LOC-122-1 SKID, LUBE OIL, 122-1 ABSORBER BOOSTER FAN. | A1110 | 2FA17B32 | 1 | EA | 238
PETE | 5009973 | 10.519.247 | UNIVERSAL FLOW MONITOR, FLOW METER/SWITCH, NEMA 4 X ENCLOSURE, 0 TO 2 GPM RANGE, LEFT TO RIGHT FLOW DIRECTION, USED ON PETE 2 BOOSTER FAN LUBE OIL SKID #LP2599-SP. | 272LOC2100 | LOC-122-1 SKID, LUBE OIL, 122-1 ABSORBER BOOSTER FAN. | ASB2GM-4-150V 87-A2XR #149805 | 2FA17D33 | 1 | EA | 1199
PETE | 5009974 | 10.504.837 | PUMP, THREE SCREW, CAST IRON CASE, VITON MECHANICAL SEAL, CW ROTATION, RATED: 21.41 G.P.M. @ 3600 R.P.M., USED ON PETE 2 BOOSTER FAN LUBE OIL SKID #LP2599-SP. | 272LOC2100 | LOC-122-1 SKID, LUBE OIL, 122-1 ABSORBER BOOSTER FAN. | AA3 VPPCA118SC | 2FA17I6 | 1 | EA | 2423
PETE | 5009975 | 10.532.959 | KIT, PUMP, MINOR REPAIR, FOR THREE SCREWS, USED ON PETE 2 BOOSTER FAN LUBE OIL SKID #LP2599-SP. | 272LOC2100 | LOC-122-1 SKID, LUBE OIL, 122-1 ABSORBER BOOSTER FAN. | ME3G005 | 2FA17H22 | 2 | EA | 730
PETE | 5109284 | 10.515.305 | CARTRIDGE, FILTER, FOR FUEL TRANSFER PUMP SUCTION LINE FILTER, GM ELECTRO-MOTIVE DIESEL UNIT ENGINE S/N 66M1-1007 AT EWS AND ITEM 11 ON PARTS LIST A745-MU (1 PER FILTER), FOR CRANKING DIESEL ENGINEEMD TYPE 20-645-E4. | 266CL00000 | LOCOMOTIVE | 320-80 | 2FA6A25 | 2 | EA | 27.12
PETE | 6804181 | 10.530.706 | LAMP, HEADLIGHT, 30V, 200 W, GM PT# 8156001 PAR 56, FOR GM LOCOMOTIVE, SIZE/DESC 110 TON DIESEL. | 266CL00000 | LOCOMOTIVE | 301-2792 | 1FA21E3 | 5 | EA | 124.34
PETE | 7901559 | 10.531.261 | MOTOR, FAN, FOR HEATER, 1/10 HP CHROMALOX, RPM 1550 MANUFACTURER PART NO =3900-0362-001, 480 VAC, 42Y FRAME. | 266CHLSS00 | LOCOMOTIVE SHED **** SEE EQUIPMENT NOTES PAGE 6 **** *CUTTING AND WELDING PERMIT REQUIRED* | 3900-0362-001 | 2FA23C2 | 2 | EA | 578.98
PETE | 7901566 | 10.535.777 | THERMOSTAT, WALL MOUNT, OPEN ON RISE, 1-MARK #WR-80 USED FOR PLANT HEATING. | 266CHLSS00 | LOCOMOTIVE SHED **** SEE EQUIPMENT NOTES PAGE 6 **** *CUTTING AND WELDING PERMIT REQUIRED* | WR-80 | 2FA23H24 | 2 | EA | 397.41
PETE | 5009747 | 10.509.054 | GEARBOX, REDUCER, WITHOUT MOTOR & BASEPLATE, PHILADELPHIA TYPE 3853 S @ 38.4:1 RATIO, INPUT RPM 1200, OUTPUT RPM 30, 3 HP MOTOR & S.F. 1.5, S/N 94 DOZ 0266, SIZE TYPE 3853 S PTO, GYPSUM MIXER AT PETE. | 272LSA0100 | LSA 120-1 LIMESTONE AREA SUMP AGITATOR |  | SB1DF8 | 1 | EA | 14200
PETE | 5009964 | 10.518.974 | FEEDER MOTOR, 1 HP, 180 VDC, 1 PHASE, USED ON PETE 2 BALL MILL WEIGH FEEDER. | 272LSW0100 | LSW-120-1 WEIGHFEEDER, LIMESTONE | 5CD122HE001B | 4FA50B14 | 0 | EA | 0
PETE | 5617015 | 10.502.629 | POTENTIOMETER, 2500 OHM/25 WATT, FOR COAL HANDLING B SYS PANEL, CUTLER HAMMER, MANUFACTURER PART NO = 41-61335 | 272LSW0200 | LSW-120-2 WEIGHFEEDER, LIMESTONE | RHS2K5E | 2FA11E34 | 1 | EA | 41.76
PETE | 5603974 | 10.533.948 | COUPLING SEAL KIT, (1030T10), FOR 2-1 & 2-2 STATOR COOLING WATER PUMP, ITEM #F131T48051. | 272TSP0100 | LTSP 120-1 (WCT) LIMESTONE TRUCK HOP SUMP PUMP | 1030T10 | 1FA7E53 | 3 | LT | 38.31
PETE | 5009406 | 10.522.775 | SWITCH, LIMIT, CW & CCW ROTATION, WIDE MOUNT STYLE, FOR SUCTION, DISCHARGE & ISOLATION VALVES, USED ON PETE #1 & #2 SCRUBBER MIST ELIMINATOR WASH PUMPS. | 272MEP1100 | MEP 121-1 MIST ELIMINATOR WASH PUMP. (EAST P.P.) | EA700-40100 | 2FA17D53 | 1 | EA | 301.47
PETE | 5009914 | 10.533.018 | PUMP, WATER, (W/ IMPELLER DIA. 7.13") FOR PETE #1 SCRUBBER MIST ELIMINATOR SPRAY WATER SYSTEM, 121-1 & 121-2, DURIRON MODEL 2K4X3-82RV. | 272MEP1100 | MEP 121-1 MIST ELIMINATOR WASH PUMP. (EAST P.P.) | 2K4X3-82RV M3 ST/ 1 | SB1JB5 | 1 | EA | 11224
PETE | 5205226 | 10.530.913 | LIQUID LEVEL SENSOR, CAST IRON, WITH FOUR PROBE, 2'1/2" NPT MALE | 245OWWMRF1 | MERCURY REMOVAL FILTER - ABW 1 | 3E4A | 2FA22A28 | 1 | EA | 565.83
PETE | 5205230 | 10.532.463 | PROBE, MTL, SERIES 3R, 1/4" THREADED ROD, 8 FT LONG, 316SS, SHEATHING MTL TEFLON, FOR MERCURY FILTER LEVEL PROBES | 245OWWMRF1 | MERCURY REMOVAL FILTER - ABW 1 | 3R8C5 | 4FA51A7 | 1 | EA | 703.2
PETE | 5225994 | 10.505.478 | KIT, MECHANICAL SEAL, O-RINGS, BRGS | 245OF1BWPA | MERCURY REMOVAL FILTER - ABW 1 BACKWASH PUMP "A", MOTOR, PIPING, VALVES, INSTRUMENTS AND CONTROLS.. 9PMP-OWW105A | 6018948 | 2FA18D2 | 1 | LT | 802
PETE | 5225995 | 10.533.966 | KIT, MECHANICAL SEAL FOR ABW SKIMMER PUMP | 245OWF1SKP | MERCURY REMOVAL FILTER - ABW 1 SKIMMER PUMP "A", MOTOR, PIPING, VALVES, INSTRUMENTS AND CONTROLS.. 9PMP-OWW107A | 6018949 | 2FA18D3 | 1 | LT | 316
PETE | 5009784 | 10.508.425 | GASKET, TANK, RUBBER, 24" DIA. X 1/4" THICK, MANWAY, DIAPHRAGM REINFORCED, W/ 28 - 7/8" HOLES, FOR PETE #1 & #2 SCRUBBER MIST ELIMINATOR WASH TANKS. | 272MET1100 | MET 121-1 MIST ELIMINATOR WASH WATER TANK *** CONFINED SPACE ENTRY *** *** SEE NOTES PAGE 6 *** | 3205-115-3275-24ME | SB3B1A4 | 2 | EA | 186.48
PETE | 5009786 | 10.530.170 | GASKET, TANK, RUBBER, 8-7/8" X 15-1/4" X 1/4" THICK, D-SHAPED, CLEAN-OUT DOOR, DIAPHRAGM REINFORCED, W/ 16 - 3/4" HOLES, FOR PETE #1 & #2 SCRUBBER MIST ELIMINATOR TANKS. | 272MET1100 | MET 121-1 MIST ELIMINATOR WASH WATER TANK *** CONFINED SPACE ENTRY *** *** SEE NOTES PAGE 6 *** | 3205-115-METC | SB3B1A4 | 2 | EA | 92.3
PETE | 5015853 | 10.500.802 | ACTUATOR, BELIMO, FOR PETERSBURG SBS AIR COMPRESSOR BUILDING LOUVERS. | 299SBCBLDG | METAL BUILDING NORTH OF PLANT, HOUSES A, B, C, D, E, SBS ATOMIZING AIR COMPRESSORS, A, B, C, BOP AIR COMPRESSORS, AIR DRYERS AND SBS WATER SOFTENERS. | FSNF24-FCUS | 2FA9B9 | 2 | EA | 731.36
PETE | 6501318 | 10.517.011 | FILTER, METAL, WASHABLE, EZ KLEEN, 24 X 21 X 2, USED IN PETE SBS AIR COMPRESSOR BUILDING IN WALL MOUNT FANS. (10/CASE) | 299SBCBLDG | METAL BUILDING NORTH OF PLANT, HOUSES A, B, C, D, E, SBS ATOMIZING AIR COMPRESSORS, A, B, C, BOP AIR COMPRESSORS, AIR DRYERS AND SBS WATER SOFTENERS. | 90942502 | SB5A4A7 | 0 | EA | 0
PETE | 5009642 | 10.516.499 | DIAPHRAGM, VALVE, 6", BUNA, DOUBLE COATED, FOR ITT DIRECT LOADED OPERATOR VALVE, MODEL #2516-040-ODP, S/N 9404439-005-001, USED ON PETE #1 & #2 SCRUBBER ABSORBER DEMISTER WASH SYSTEM. | 272MEW0000 | MIST ELIMINATOR WASH SYSTEM | FORTHCOMING PER CHICK | 2FA8G5 | 11 | EA | 6270
PETE | 5009745 | 10.518.037 | GEARBOX, W/MOTOR & BASEPLATE, PHILADELPHIA TYPE 3805 S @ 38.4:1 RATIO, 7.5 HP MOTOR, INPUT RPM 1800, OUTPUT RPM 45, PETE 1&2 GYPSUM SURGE TANKS, S/N 94 DEL 0260, SIZE TYPE 3805 S PTO. | 272MSA0100 | MSA 120-1 MILL SLURRY TANK AGITATOR |  |  | 0 | EA | 0
PETE | 5009141 | 10.500.461 | LINER, CYLINDER, URETHANE, FOR PETE #1 & #2 SCRUBBER MILL SLURRY, PRIMARY & SECONDARY HYDROCLONES, KREBS MODEL D6B-12-S839-XZ, DWG. #S839-M1300-PS-XZ-123053U. | 272MS53092 | MSH 120-1-1 MILL SLURRY CYCLONE. | 604R-RU | SB3A1B1 | 2 | EA | 488.64
PETE | 5009142 | 10.518.531 | LINER, CONE, URETHANE, FOR PETE #1 & #2 SCRUBBER MILL SLURRY, PRIMARY & SECONDARY HYDROCLONES, KREBS MODEL D6B-12-S839-XZ, DWG. #S839-M1300-PS-XZ-123053U. | 272MS53092 | MSH 120-1-1 MILL SLURRY CYCLONE. | 64-12R-RU | SB3A1B1 | 3 | EA | 878.16
PETE | 5009147 | 10.529.713 | GASKET, NEOPRENE, FOR PETE #1 & #2 SCRUBBER PRIMARY HYDROCLONES & DEWATERING MILL SLURRY HYDROCLONES, KREBS ENGINEERS MODEL D6B12S839XZ, S/N 53092-53099. | 272MS53092 | MSH 120-1-1 MILL SLURRY CYCLONE. | 370G-RN | 2FA17G17 | 5 | EA | 164.92
PETE | 5009136 | 10.503.100 | ADAPTER, CYCLONE, SPOOL INLET, FLANGED, 3" NEOPRENE LINED, W/ TAPERED ENDS, FOR PETE SCRUBBERS MILL SLURRY, PRIMARY & SECONDARY HYDROCLONES, KREBS CYCLONE MODEL D6B12839XZ, S/N 52765-52771. | 272MS53092 | MSH 120-1-1 MILL SLURRY CYCLONE. | C3850ST-RN-XZ | SB3C1B3 | 17 | EA | 4930
PETE | 5009137 | 10.513.004 | ADAPTER, CYCLONE, SPOOL OVERFLOW, FLANGED, 3" NEOPRENE LINED, W/ TAPERED ENDS, FOR PETE SCRUBBERS MILL SLURRY, PRIMARY & SECONDARY HYDROCLONES, KREBS CYCLONE MODEL D6B12839XZ, S/N 52765-52771. | 272MS53092 | MSH 120-1-1 MILL SLURRY CYCLONE. | 105F-M683-PS | SB3C1B3 | 5 | EA | 3571.81
PETE | 5009138 | 10.530.869 | LINER, INLET HEAD, SILICON CARBIDE, 2.2 SQIN, FOR PETE #1 & #2 SCRUBBER PRIMARY HYDROCLONES & DEWATERING MILL SLURRY HYDROCLONES, KREBS ENGINEERS MODEL D6B-12-S839-XZ, DWG. #S839-M1300-PS-XZ-123053U. | 272MS53092 | MSH 120-1-1 MILL SLURRY CYCLONE. | C1894C-CR-2.2 | SB3E2C1 | 2 | EA | 4883.45
PETE | 5009140 | 10.529.359 | FINDER, VORTEX, 1.75" SILICON CARBIDE, FOR PETE SCRUBBER & DEWATERING MILL SLURRY HYDROCLONES, KREBS ENGINEERS MODEL D6B-12 DEC.-839-XZ, S/N 52765-52771. | 272MS53092 | MSH 120-1-1 MILL SLURRY CYCLONE. | 65-CR-1.75 | SB3E2C1 | 2 | EA | 811.34
PETE | 5009143 | 10.533.602 | RING, APEX RETAINER, NEOPRENE, FOR PETE #1 & #2 SCRUBBER PRIMARY HYDROCLONES & DEWATERING MILL SLURRY HYDROCLONES, KREBS ENGINEERS MODEL D6B12S839XZ, S/N 52765-52771. | 272MS53092 | MSH 120-1-1 MILL SLURRY CYCLONE. | 368CG-RN | 2FA17B60 | 4 | EA | 119.54
PETE | 5009145 | 10.518.157 | INSERT, APEX, 1-1/2", SILICON CARBIDE, W/ 368 FIXED APEX, FOR PETE SCRUBBER & DEWATERING MILL SLURRY HYDROCLONES, KREBS MODEL D6B-12-S839-XZ, DWG. #S839-M1300-PS-XZ-123053U. | 272MS53092 | MSH 120-1-1 MILL SLURRY CYCLONE. | 378C-CR-1.5 | SB3E2D1 | 3 | EA | 1124.02
PETE | 5009146 | 10.534.258 | SKIRT, SPLASH, NEOPRENE, FOR PETE SCRUBBERS MILL SLURRY HYDROCLONES, KREBS MODEL D6B12839XZ, S/N 53092-53099. | 272MS53092 | MSH 120-1-1 MILL SLURRY CYCLONE. | 370R-RN | SB3E2C1 | 9 | EA | 540
PETE | 5009148 | 10.532.628 | PLATE, APEX RETAINER, CAST STEEL, FOR PETE SCRUBBER & DEWATERING MILL SLURRY HYDROCLONES, KREBS ENGINEERS MODEL D6B-12 DEC.-839-XZ, S/N 53092-53099. | 272MS53092 | MSH 120-1-1 MILL SLURRY CYCLONE. | 369SPC-ST | SB3E2D1 | 3 | EA | 147
PETE | 5009149 | 10.534.257 | SKIRT, SPLASH, RETAINER PLATE, FOR PETE SCRUBBERS MILL SLURRY HYDROCLONES, KREBS MODEL D6B12839XZ, S/N 53092-53099. | 272MS53092 | MSH 120-1-1 MILL SLURRY CYCLONE. | 370-ST-XZ | SB3E2D1 | 7 | EA | 221.62
PETE | 5009922 | 10.532.627 | PLATE, TOP COVER, NEOPRENE LINED STEEL, W/ 4 EA. O-RINGS (C7230G-RH), FOR PETE #1 & #2 SCRUBBER PRIMARY HYDROCLONES, KREBS CYCLONE MODEL D6B12S839XZ, DWG. #S839-M1300-PS-XZ-123053U. | 272MS53092 | MSH 120-1-1 MILL SLURRY CYCLONE. | 63ST-RN-XZ | SB3C1B3 | 2 | EA | 1674.63
PETE | 5009923 | 10.509.139 | HEAD, INLET, STEEL, FOR PETE #1 & #2 SCRUBBER PRIMARY HYDROCLONES, KREBS CYCLONE MODEL D6B12S839XZ, DWG. #S839-M1300-PS-XZ-123053U. | 272MS53092 | MSH 120-1-1 MILL SLURRY CYCLONE. | 62-ST-XZ | SB3C1A3 | 2 | EA | 2490.91
PETE | 5009927 | 10.530.303 | HOUSING, APEX, STEEL, FOR PETE #1 & #2 SCRUBBER PRIMARY HYDROCLONES, KREBS CYCLONE MODEL D6B12S839XZ, DWG. #S839-M1300-PS-XZ-123053U. | 272MS53092 | MSH 120-1-1 MILL SLURRY CYCLONE. | 368-ST-XZ | SB3C1B3 | 1 | EA | 250
PETE | 5009920 | 10.521.437 | RING, STEEL SPACER, OVERFLOW SPOOL, FOR PETE #1 & #2 SCRUBBER PRIMARY HYDROCLONES, KREBS CYCLONE MODEL D6B12S839XZ, DWG. #S839-M1300-PS-XZ-123053U. | 272MS53093 | MSH 120-1-2 MILL SLURRY CYCLONE | 105FF-ST-5.12XZ | SB3C1A3 | 2 | EA | 414.84
PETE | 5009039 | 10.514.335 | BOX, PUMP, STUFFING FOR WARMAN PUMPS MODEL 064EAH RAAQ 6211 USED ON MILL SLURRY PUMPS UNIT 1 & 2 SCRUBBER. | 272MSP01A0 | MSP 120-1A BMS MILL SLURRY PUMP. (EAST PUMP) | E078C02 | SB3C1A2 | 1 | EA | 894.6
PETE | 5009040 | 10.502.333 | LANTERN RING, PUMP, RESTRICTOR, FOR PETE #1 & #2 SCRUBBER MILL SLURRY, WARMAN PUMPS MODELS 064EAH RAAQ 6211. | 272MSP01A0 | MSP 120-1A BMS MILL SLURRY PUMP. (EAST PUMP) | E118-1P50 | 2FA14F34 | 3 | EA | 830.7
PETE | 5009073 | 10.507.046 | BELTS, V-DRIVE, GRIP NOTCH, FOR PETE DEWATERING SECONDARY HYDROCLONE FEED & PETE #1 & #2 SCRUBBER MILL SLURRY PUMPS, WARMAN PUMPS MODEL 064EAH RAAJ 5310 & 064EAH RAAQ6211. (MATCHED SET OF 5 EA.) | 272MSP01A0 | MSP 120-1A BMS MILL SLURRY PUMP. (EAST PUMP) | 5VX1180 | SB3M2WALL | 1 | ST | 222.7
PETE | 5009910 | 10.507.805 | CYLINDER, AIR, 2" X 14", FOR PRIMARY DISTRIBUTOR BOXES, USED ON PETE #1 & #2 SCRUBBER LIMESTONE PREP SYSTEMS. | 272MUD0100 | MUD 120-1 MILL SLURRY HYDROCLONE UNDERFLOW DISTRIBUTOR (SECONDARY DIVERTER BOX) | PAB16941SX14.00 | 4FA52B5 | 1 | EA | 1399.42
PETE | 5009205 | 10.518.502 | IMPELLER, PUMP, 17-1/2" OD, 316 SS, FOR ITT A-C PUMPS MODEL 100 PUMP, 8 X 4 X 19, PS PLUS, 2205 DUPLEX SS, USED ON PETE #1 & #2 SCRUBBER MAKE-UP WATER PUMPS, S/N 1-28669-01-1, -2 & -3. | 272MUP0100 | MUP 120-1 MAKE UP WATER PUMP | 52-460-365-100 | 2FA15I2 | 1 | EA | 4684
PETE | 5009207 | 10.525.850 | BEARING, INBOARD, FOR ITT A-C PUMPS MODEL 100 PUMP, 8 X 4 X 19, PS PLUS, 2205 DUPLEX SS, USED ON PETE #1 & #2 SCRUBBER MAKE-UP WATER PUMPS, S/N 1-28669-01-1, -2 & -3. | 272MUP0100 | MUP 120-1 MAKE UP WATER PUMP | NU215.E.M1.C3 | 2FA14D9 | 1 | EA | 212.19
PETE | 5009209 | 10.521.896 | SEAL, INBOARD & OUTBOARD, FOR ITT A-C PUMPS MODEL 100 PUMP, 8 X 4 X 19, PS PLUS, 2205 DUPLEX SS, USED ON PETE #1 & #2 SCRUBBER MAKE-UP WATER PUMPS, S/N 1-28669-01-1, -2 & -3. | 272MUP0100 | MUP 120-1 MAKE UP WATER PUMP | 52-160-023-003 | 2FA14F14 | 2 | EA | 93.76
PETE | 5009211 | 10.528.298 | DEFLECTOR, INBOARD & OUTBOARD, FOR ITT A-C PUMPS MODEL 100 PUMP, 8 X 4 X 19, PS PLUS, 2205 DUPLEX SS, USED ON PETE #1 & #2 SCRUBBER MAKE-UP WATER PUMPS, S/N 1-28669-01-1, -2 & -3. | 272MUP0100 | MUP 120-1 MAKE UP WATER PUMP | 52-108-475-012 | 2FA14F9 | 3 | EA | 142.68
PETE | 5009212 | 10.522.442 | SLEEVE, PUMP, XH800, FOR PETE #1 & #2 SCRUBBER MAKE-UP WATER PUMPS, 8 X 4 X 19, PS PLUS, 2205 DUPLEX SS, ITT A-C PUMPS MODEL 100, S/N 1-28669-01-1, -2 & -3, CAT. #6-009-0. | 272MUP0100 | MUP 120-1 MAKE UP WATER PUMP | 52-260-197-004 | 2FA14D6 | 1 | EA | 3111
PETE | 5009213 | 10.533.636 | RING, LANTERN, SEAL CAGE, TEFLON, FOR PETE #1 & #2 SCRUBBER MAKE-UP WATER PUMPS, 8 X 4 X 19, PS PLUS, 2205 DUPLEX SS, ITT A-C PUMPS MODEL 100, S/N 1-28669-01-1, -2 & -3, CAT. #6-013-0. | 272MUP0100 | MUP 120-1 MAKE UP WATER PUMP | 52-430-298-036 | 2FA14D5 | 2 | EA | 435.82
PETE | 5009204 | 10.534.174 | SEAL, RING, FOR ITT A-C PUMPS MODEL 100 PUMP, 8 X 4 X 19, PS PLUS, 2205 DUPLEX SS, USED ON PETE #1 & #2 SCRUBBER MAKE-UP WATER PUMPS, S/N 1-28669-01-1, -2 & -3. | 272MUP0100 | MUP 120-1 MAKE UP WATER PUMP | 98-132-288-001 | 2FA14E12 | 2 | EA | 36.36
PETE | 5009210 | 10.509.921 | O-RING, BEARING CAP, FOR ITT A-C PUMPS MODEL 100 PUMP, 8 X 4 X 19, PS PLUS, 2205 DUPLEX SS, USED ON PETE #1 & #2 SCRUBBER MAKE-UP WATER PUMPS, S/N 1-28669-01-1, -2 & -3. | 272MUP0100 | MUP 120-1 MAKE UP WATER PUMP | C02495A2585302 | 2FA14F9 | 2 | EA | 45.2
PETE | 5009214 | 10.519.598 | PACKING, BASE RING, FOR PETE #1 & #2 SCRUBBER MAKE-UP WATER PUMPS, 8 X 4 X 19, PS PLUS, 2205 DUPLEX SS, ITT A-C PUMPS MODEL 100, S/N 1-28669-01-1, -2 & -3, CAT. #6-152-0. | 272MUP0100 | MUP 120-1 MAKE UP WATER PUMP | 52-160-056-001 | 2FA14F9 | 2 | EA | 352.74
PETE | 5009215 | 10.521.776 | SHAFT, PUMP, 1045 STEEL, FOR PETE #1 & #2 SCRUBBER MAKE-UP WATER PUMPS, 8 X 4 X 19, PS PLUS, 2205 DUPLEX SS, ITT A-C PUMPS MODEL 100, S/N 1-28669-01-1, -2 & -3, CAT. #5-007-0. | 272MUP0100 | MUP 120-1 MAKE UP WATER PUMP | 52-361-030-001 | 2FA14I5 | 1 | EA | 1746
PETE | 5009216 | 10.502.163 | PACKING, RING, FOR PETE #1 & #2 SCRUBBER MAKE-UP WATER PUMPS, 8 X 4 X 19, PS PLUS, 2205 DUPLEX SS, ITT A-C PUMPS MODEL 100, S/N 1-28669-01-1, -2 & -3, CAT. #6-924-0. | 272MUP0100 | MUP 120-1 MAKE UP WATER PUMP | 52-328-740-251 | 2FA14D4 | 12 | EA | 143.76
PETE | 5009806 | 10.533.660 | SEAL, METAL CUP, FOR ADJUSTMENT STUD, USED ON PETE #1 & #2 SCRUBBER MAKE-UP WATER PUMPS, 8 X 4 X 19, PS PLUS, ITT A-C PUMPS MODEL 100, S/N 1-28669-01-1, -2 & -3, DWG. #2-498-5. | 272MUP0100 | MUP 120-1 MAKE UP WATER PUMP | 98-132-289-001 | 2FA12F11 | 3 | EA | 79.8
PETE | 5009807 | 10.524.358 | WASHER, PUMP, FOR ADJUSTMENT STUD, USED ON PETE #1 & #2 SCRUBBER MAKE-UP WATER PUMPS, 8 X 4 X 19, PS PLUS, ITT A-C PUMPS MODEL 100, S/N 1-28669-01-1, -2 & -3, DWG. #2-909-5. | 272MUP0100 | MUP 120-1 MAKE UP WATER PUMP | 98-132-290-001 | 2FA12F11 | 3 | EA | 45
PETE | 5009808 | 10.519.619 | NUT, LOCK, FOR ADJUSTMENT STUD, USED ON PETE #1 & #2 SCRUBBER MAKE-UP WATER PUMPS, 8 X 4 X 19, PS PLUS, ITT A-C PUMPS MODEL 100, S/N 1-28669-01-1, -2 & -3, DWG. #2-903-5. | 272MUP0100 | MUP 120-1 MAKE UP WATER PUMP | 49507-009-2210 | 2FA12F11 | 4 | EA | 17.28
PETE | 5009809 | 10.505.404 | STUD, ADJUSTMENT, FOR IMPELLER WEAR PLATE, USED ON PETE #1 & #2 SCRUBBER MAKE-UP WATER PUMPS, 8 X 4 X 19, PS PLUS, ITT A-C PUMPS MODEL 100, S/N 1-28669-01-1, -2 & -3, DWG. #2-908-5. | 272MUP0100 | MUP 120-1 MAKE UP WATER PUMP | 52-160-059-005 | 2FA12F11 | 1 | EA | 140.5
PETE | 5009912 | 10.521.524 | RING, SEAL, TEFLON, METAL CUP, FOR ADJUSTMENT STUD, USED ON PETE #1 & #2 SCRUBBER MAKE-UP WATER PUMPS, 8 X 4 X 19, PS PLUS, ITT A-C PUMPS MODEL 100, S/N 1-28669-01-1, -2 & -3. | 272MUP0100 | MUP 120-1 MAKE UP WATER PUMP | 98-132-288-001 | 2FA17E21 | 6 | EA | 105.6
PETE | 5009990 | 10.528.128 | COUPLING SPACER W/ACCESS WES-40, USED ON PETE 1 & 2 FGD MAKEUP WATER PUMPS. | 272MUP0100 | MUP 120-1 MAKE UP WATER PUMP | A06508A01 | 1FA2A13 | 1 | EA | 435.88
PETE | 5009203 | 10.508.433 | GASKET, PUMP, CASING, WEAR, FOR PETE #1 & #2 SCRUBBER MAKE-UP WATER PUMPS, 8 X 4 X 19, PS PLUS, 2205 DUPLEX SS, ITT A-C PUMPS MODEL 100, S/N 1-28669-01-1, -2 & -3, CAT. #2-123-0. | 272MUP0100 | MUP 120-1 MAKE UP WATER PUMP | 52-431-816-110 | 2FA14G4 | 2 | EA | 109.01
PETE | 5009202 | 10.519.969 | PLATE, WEAR, FOR ITT A-C PUMPS MODEL 100 PUMP, 8 X 4 X 19, PS PLUS, 2205 DUPLEX SS, USED ON PETE #1 & #2 SCRUBBER MAKE-UP WATER PUMPS, S/N 1-28669-01-1, -2 & -3. | 272MUM0100 | MUP 120-1 MAKE UP WATER PUMP * MOTOR INCLUSES MOTOR CONTROLS ALL ASSOC. EQUIPMENT: | 52-360-740-008 | 2FA14I9 | 1 | EA | 4313
PETE | 5225243 | 10.504.828 | PUMP, FLYGT MODEL NP3102.060, CI CONST W/HARD IRON, 257 IMP, 3" DISCH, 6.5HP, 50 FT POWER CABLE, W/FLS, VITON O-RINGS, EPOXY COATING, ZINC ANODES, TC/TC LOWER & UPPER SEAL, EQ. #9PMP-DGM004A/B | 245DGN004A | O.W.W. CLARIFIER TUNNEL SUMP PUMP A. INCLUDES PUMP/MOTOR, CONTROLS, VALVES AND PIPING. FED FROM WWTP PANELBOARD: 480V PANEL 3, 50 AMP 3 PH.BREAKER #10. | 9PMP-DGM004A/B | SB1IC11 | 1 | EA | 5953
PETE | 5009218 | 10.511.388 | THERMOMETER, AIR COMPRESSOR, ITEM 4. FOR ATLAS COPCO MODEL HA-9, S/N ACC9250030/31/32/33/34, USED ON OXIDATION AIR COMPRESSORS, UNIT 1 & 2 SCRUBBER. | 272OAC0100 | OAC 120-1 OAS OXIDATION AIR COMPRESSOR * | 1420130151 | 2FA17D6 | 1 | EA | 99
PETE | 5009220 | 10.511.663 | SWITCH, TEMPERATURE, FOR PETE #1 & #2 SCRUBBER OXIDATION AIR COMPRESSORS, ATLAS COPCO MODEL HA-9, S/N ACC9250030/31/32/33 & 34, ITEM 6. | 272OAC0100 | OAC 120-1 OAS OXIDATION AIR COMPRESSOR * | 0808764003 | 2FA17C2 | 1 | EA | 397
PETE | 5009223 | 10.511.203 | SWITCH, PRESSURE DIFFERENTIAL, AIR COMPRESSOR ITEM 9. FOR ATLAS COPCO MODEL HA-9, S/N ACC9250030/31/32/33/34, USED ON OXIDATION AIR COMPRESSORS, UNIT 1 & 2 SCRUBBER. | 272OAC0100 | OAC 120-1 OAS OXIDATION AIR COMPRESSOR * | 0808676004 | 2FA17C4 | 1 | EA | 465
PETE | 5009219 | 10.535.123 | SWITCH, TEMPERATURE, AIR COMPRESSOR ITEM 5. FOR ATLAS COPCO MODEL HA-9, S/N ACC9250030/31/32/33/34, USED ON OXIDATION AIR COMPRESSORS, UNIT 1 & 2 SCRUBBER. | 272OAC0100 | OAC 120-1 OAS OXIDATION AIR COMPRESSOR * | 0808764024 | 2FA17C3 | 1 | EA | 537
PETE | 5009221 | 10.523.259 | SWITCH, TEMPERATURE, AIR COMPRESSOR ITEM 7. FOR ATLAS COPCO MODEL HA-9, S/N ACC9250030/31/32/33/34, USED ON OXIDATION AIR COMPRESSORS, UNIT 1 & 2 SCRUBBER. | 272OAC0100 | OAC 120-1 OAS OXIDATION AIR COMPRESSOR * | 0808672024 | 2FA17G3 | 2 | EA | 1013
PETE | 5009224 | 10.523.216 | SWITCH, PRESSURE, AIR COMPRESSOR, ITEM 10, FOR PETE #1 & #2 SCRUBBER OXIDATION AIR COMPRESSORS, ATLAS COPCO MODEL HA-9, S/N ACC9250030/31/32/33/34. | 272OAC0100 | OAC 120-1 OAS OXIDATION AIR COMPRESSOR * | 0808765002 | 2FA17B3 | 1 | EA | 459
PETE | 5009225 | 10.511.644 | SWITCH, PRESSURE, AIR COMPRESSOR, ITEM 11, FOR PETE #1 & #2 SCRUBBER OXIDATION AIR COMPRESSORS, ATLAS COPCO MODEL HA-9, S/N ACC9250030/31/32/33/34. | 272OAC0100 | OAC 120-1 OAS OXIDATION AIR COMPRESSOR * | 0808674002 | 2FA17B4 | 1 | EA | 611
PETE | 5009222 | 10.535.421 | SWITCH, LEVEL, AIR COMPRESSOR, ITEM 8, FOR PETE #1 & #2 SCRUBBER OXIDATION AIR COMPRESSORS, ATLAS COPCO MODEL HA-9, S/N ACC9250030/31/32/33/34. | 272OAC0100 | OAC 120-1 OAS OXIDATION AIR COMPRESSOR * | 1420111364 | 2FA17F1 | 1 | EA | 511
PETE | 5009283 | 10.508.961 | JOINT, EXPANSION, GARLOCK, 204 CHLOROBUTYL / POLY OR EQUAL, W/ SINGLE OPEN ARCH, 16" X 8" FF, FOR PETE #1 & #2 SCRUBBER OXIDATION AIR COMPRESSOR DISCHARGE LINES. | 272OAC0100 | OAC 120-1 OAS OXIDATION AIR COMPRESSOR * | 8420 | SB3Q1A3 | 2 | EA | 3216.72
PETE | 5009765 | 10.516.071 | COOLER, COMPRESSOR, LUBE OIL, ALL ALUMINUM, FOR PETE #1 & #2 SCRUBBER OXIDATION AIR COMPRESSORS, 120-1,-2,-3,-4 & -5. | 272OAC0100 | OAC 120-1 OAS OXIDATION AIR COMPRESSOR * | KK62 | SB1DC8 | 2 | EA | 2781.96
PETE | 5009230 | 10.502.785 | SEAL, OIL, SPLIT, AIR COMPRESSOR, ITEM 19, FOR ATLAS COPCO MODEL HA-9, S/N ACC9250030/31/32/33/34, USED ON PETE #1 & #2 SCRUBBER OXIDATION AIR COMPRESSORS. | 272OAC0100 | OAC 120-1 OAS OXIDATION AIR COMPRESSOR * | 1420050125 | 2FA17F3 | 1 | EA | 43
PETE | 5009231 | 10.534.559 | SHIM SET, 127MM, BEARING SHELL, AIR COMPRESSOR, ITEM 24, FOR ATLAS COPCO MODEL HA-9, S/N ACC9250030/31/32/33/34, USED ON PETE #1 & #2 SCRUBBER OXIDATION AIR COMPRESSORS. | 272OAC0100 | OAC 120-1 OAS OXIDATION AIR COMPRESSOR * | 1320750101 | 2FA17F3 | 1 | ST | 113
PETE | 5009232 | 10.521.580 | SEAL, BUFFER, SPLIT, AIR COMPRESSOR, ITEM 27, FOR ATLAS COPCO MODEL HA-9, S/N ACC9250030/31/32/33/34, USED ON PETE #1 & #2 SCRUBBER OXIDATION AIR COMPRESSORS. | 272OAC0100 | OAC 120-1 OAS OXIDATION AIR COMPRESSOR * | 1320702218 | 2FA17F3 | 1 | EA | 573
PETE | 5009233 | 10.510.626 | SEAL, BUFFER, SPLIT, AIR COMPRESSOR, ITEM 28, FOR ATLAS COPCO MODEL HA-9, S/N ACC9250030/31/32/33/34, USED ON PETE #1 & #2 SCRUBBER OXIDATION AIR COMPRESSORS. | 272OAC0100 | OAC 120-1 OAS OXIDATION AIR COMPRESSOR * | 1320702213 | 2FA17F4 | 1 | EA | 545
PETE | 5009234 | 10.534.152 | SEAL, OIL, SPLIT, AIR COMPRESSOR, ITEM 33, FOR ATLAS COPCO MODEL HA-9, S/N ACC9250030/31/32/33/34, USED ON PETE #1 & #2 SCRUBBER OXIDATION AIR COMPRESSORS. | 272OAC0100 | OAC 120-1 OAS OXIDATION AIR COMPRESSOR * | 1320702208 | 2FA17F4 | 1 | EA | 565
PETE | 5009239 | 10.521.856 | SEAL, OIL, DRIVE GEAR, AIR COMPRESSOR, ITEM 112, FOR ATLAS COPCO MODEL HA-9, S/N ACC9250030/31/32/33/34, USED ON PETE #1 & #2 SCRUBBER OXIDATION AIR COMPRESSORS. | 272OAC0100 | OAC 120-1 OAS OXIDATION AIR COMPRESSOR * | 1320750103 | 2FA17F5 | 1 | EA | 854
PETE | 5009248 | 10.505.958 | VALVE, TEMPERATURE, ITEM 8, FOR LUBE OIL, USED ON PETE #1 & #2 SCRUBBER OXIDATION AIR COMPRESSORS, ATLAS COPCO MODEL HA-9, S/N ACC92500(30-31-32-33-34). | 272OAC0100 | OAC 120-1 OAS OXIDATION AIR COMPRESSOR * | 1420150544 | 2FA17C6 | 3 | EA | 797.07
PETE | 5009986 | 10.520.202 | PROBE, VIBRATION, UNTHREADED LENGTH 15, CASE LENGTH 40, CONNECTOR & CABLE TYPE W/CONN, STD CABLE, USED ON BENTLY NEVADA VIBRATION SYSTEM ON PETE 1 &2 OXIDATION AIR COMPRESSORS. | 272OAC0100 | OAC 120-1 OAS OXIDATION AIR COMPRESSOR * | 330909-15-40-10-02-00 | 2FA17D23 | 0 | EA | 0
PETE | 5009673 | 10.532.450 | PRE-FILTER, COMPRESSOR, AMERSEAL 300 PRE-FILTER W/ INTERCEPT, 20" X 25" X 1", WIRE REINFORCED, FOR PETE #1 & #2 SCRUBBER OXIDATION AIR COMPRESSORS. | 272OAC0100 | OAC 120-1 OAS OXIDATION AIR COMPRESSOR * | FG21404 | 4FA58C | 84 | EA | 706.85
PETE | 5009237 | 10.531.648 | O-RING, AIR COMPRESSOR, ITEM 43, FOR ATLAS COPCO MODEL HA-9, S/N ACC9250030/31/32/33/34, USED ON PETE #1 & #2 SCRUBBER OXIDATION AIR COMPRESSORS. | 272OAC0100 | OAC 120-1 OAS OXIDATION AIR COMPRESSOR * | 0800001313 | 2FA17F5 | 1 | EA | 150.98
PETE | 5009217 | 10.531.650 | O-RING, AIR COMPRESSOR, ITEM 7 FOR ATLAS COPCO MODEL HA-9, S/N ACC9250030/31/32/33/34, USED ON OXIDATION AIR | 272OAC0100 | OAC 120-1 OAS OXIDATION AIR COMPRESSOR * | 1320707764 | 2FA17F1 | 3 | EA | 75
PETE | 5009229 | 10.519.366 | O-RING, AIR COMPRESSOR, ITEM 18, FOR ATLAS COPCO MODEL HA-9, S/N ACC9250030/31/32/33/34, USED ON PETE #1 & #2 SCRUBBER OXIDATION AIR COMPRESSORS. | 272OAC0100 | OAC 120-1 OAS OXIDATION AIR COMPRESSOR * | 0663210048 | 2FA17F1 | 1 | EA | 4.31
PETE | 5009235 | 10.531.649 | O-RING, AIR COMPRESSOR, ITEM 36, FOR ATLAS COPCO MODEL HA-9, S/N ACC9250030/31/32/33/34, USED ON PETE #1 & #2 SCRUBBER OXIDATION AIR COMPRESSORS. | 272OAC0100 | OAC 120-1 OAS OXIDATION AIR COMPRESSOR * | 1420050129 | 2FA17F4 | 3 | EA | 6
PETE | 5009236 | 10.519.367 | O-RING, AIR COMPRESSOR, ITEM 42, FOR ATLAS COPCO MODEL HA-9, S/N ACC9250030/31/32/33/34, USED ON PETE #1 & #2 SCRUBBER OXIDATION AIR COMPRESSORS. | 272OAC0100 | OAC 120-1 OAS OXIDATION AIR COMPRESSOR * | 1420050164 | 2FA17F5 | 3 | EA | 30
PETE | 5009238 | 10.504.596 | O-RING, AIR COMPRESSOR, ITEM 44, FOR ATLAS COPCO MODEL HA-9, S/N ACC9250030/31/32/33/34, USED ON PETE #1 & #2 SCRUBBER OXIDATION AIR COMPRESSORS. | 272OAC0100 | OAC 120-1 OAS OXIDATION AIR COMPRESSOR * | 1320707757 | 2FA17F5 | 3 | EA | 98.28
PETE | 5009244 | 10.509.919 | O-RING, AIR COMPRESSOR, ITEM 2, FOR ATLAS COPCO MODEL HA-9, S/N ACC9250030/31/32/33/34, USED ON PETE #1 & #2 SCRUBBER OXIDATION AIR COMPRESSORS. | 272OAC0100 | OAC 120-1 OAS OXIDATION AIR COMPRESSOR * | 0804150000 | 2FA17E5 | 6 | EA | 24
PETE | 5009228 | 10.510.411 | ROTOR, ASSEMBLY, AIR COMPRESSOR, ITEM 11, FOR ATLAS COPCO MODEL HA-9, S/N ACC9250030/31/32/33/34, USED ON PETE #1 & #2 SCRUBBER OXIDATION AIR COMPRESSORS. | 272OAC0100 | OAC 120-1 OAS OXIDATION AIR COMPRESSOR * | 1320750074 | SB3Q1C3 | 0 | EA | 0
PETE | 5009240 | 10.525.718 | BEARING, JOURNAL, AIR COMPRESSOR, LOW SPEED, ITEM 15, FOR ATLAS COPCO MODEL HA-9, S/N ACC9250030/31/32/33/34, USED ON PETE #1 & #2 SCRUBBER OXIDATION AIR COMPRESSORS. | 272OAC0100 | OAC 120-1 OAS OXIDATION AIR COMPRESSOR * | 1320750110 | 2FA17D5 | 1 | EA | 4158.35
PETE | 5009241 | 10.513.894 | BEARING, THRUST, DOUBLE, AIR COMPRESSOR, LOW SPEED, ITEM 16, FOR ATLAS COPCO MODEL HA-9, S/N ACC9250030/31/32/33/34, USED ON PETE #1 & #2 SCRUBBER OXIDATION AIR COMPRESSORS. | 272OAC0100 | OAC 120-1 OAS OXIDATION AIR COMPRESSOR * | 1320750111 | 2FA17C5 | 1 | EA | 6052
PETE | 5009242 | 10.503.549 | BEARING, TPJ, AIR COMPRESSOR, HIGH SPEED, ITEM 20, FOR ATLAS COPCO MODEL HA-9, S/N ACC9250030/31/32/33/34, USED ON PETE #1 & #2 SCRUBBER OXIDATION AIR COMPRESSORS. | 272OAC0100 | OAC 120-1 OAS OXIDATION AIR COMPRESSOR * | 1320750910 | 2FA17B6 | 1 | EA | 16432
PETE | 5009243 | 10.513.895 | BEARING, TPJ, THRUST, DOUBLE, AIR COMPRESSOR, HIGH SPEED, ITEM 21, FOR ATLAS COPCO MODEL HA-9, S/N ACC9250030/31/32/33/34, USED ON PETE #1 & #2 SCRUBBER OXIDATION AIR COMPRESSORS. | 272OAC0100 | OAC 120-1 OAS OXIDATION AIR COMPRESSOR * | 1320750915 | 2FA17B5 | 0 | EA | 0
PETE | 5009903 | 10.520.331 | PUMP, OIL, SPUR GEAR, W/ 1/2" NPT PORTS, CCW ROTATION, RELIEF VALVE, BUNA MECHANICAL SEAL, BUNA O-RINGS & CARBON BUSHINGS, S/N V975682, AUX OIL PUMP FOR PETE #1 & #2 SCRUBBER OXIDATION AIR COMPRESSORS, 120-1 THRU 120-5. | 272OAC0100 | OAC 120-1 OAS OXIDATION AIR COMPRESSOR * | SG-40570-G1V | 2FA17D13 | 2 | EA | 1639.52
PETE | 5012717 | 10.505.562 | TRANSDUCER, PRESSURE, USED ON ATLAS COPCO MODEL ZT22 AIR COMPRESSOR, S/N #AII707034, FOR PETE 1 DRY TOP ASH SYSTEM. | 272OAC0100 | OAC 120-1 OAS OXIDATION AIR COMPRESSOR * | 1089 0575 51 | 2FA21E34 | 1 | EA | 328.65
PETE | 5009323 | 10.501.484 | ADAPTER, TUBING-PIPE, COMPRESSION, TUBING SIZE - 1", PIPE SIZE - 1", NPT, STAINLESS STEEL | 272OAC0500 | OAC 120-5 OAX OXIDATION AIR COMPRESSOR * | ISSD16MA16 | 2FA17F26 | 6 | EA | 157.5
PETE | 5009324 | 10.516.865 | ELL, TUBING-PIPE, COMPRESSION, TUBING SIZE - 1", PIPE SIZE - 1", NPT, STAINLESS STEEL | 272OAC0500 | OAC 120-5 OAX OXIDATION AIR COMPRESSOR * | ISSD16ME16 | 2FA17F26 | 4 | EA | 207.52
PETE | 5009326 | 10.525.308 | ADAPTER, TUBING-PIPE, COMPRESSION, TUBING SIZE - 1.500", PIPE SIZE - 1.250, NPT, STAINLESS STEEL | 272OAC0500 | OAC 120-5 OAX OXIDATION AIR COMPRESSOR * | DMC-24-20N-S | 2FA17F27 | 4 | EA | 433.48
PETE | 5009327 | 10.502.171 | ELL, TUBING-PIPE, COMPRESSION, TUBING SIZE - 1.500", TO 1.500", STAINLESS STEEL | 272OAC0500 | OAC 120-5 OAX OXIDATION AIR COMPRESSOR * | SSD24UE | 2FA17F27 | 2 | EA | 353.4
PETE | 5009247 | 10.516.374 | ELEMENT, FILTER, AIR INTAKE, FOR UNIVERSAL SILENCER TYPE P-11 FILTER, 20" X 25" X 2", FSH 30-16, USED ON PETE #1 & #2 SCRUBBER OXIDATION AIR COMPRESSORS, ATLAS COPCO MODEL HA-9. | 272OA70000 | OAS 700 PIPING, 120-1 OXID AIR COMPRESSOR SYSTEM | AGALV 104-81-326 | SB1JA1 | 88 | EA | 6705.41
PETE | 5009289 | 10.518.651 | JOINT, EXPANSION, GARLOCK STYLE: 206 CHLOR/POLY SIZE 20 X 8 FF 1 OPEN ARCH, W/R RINGS AND CONT. RODS. | 272OA70001 | OAS-700-01 PIPING, SUCTION OAC 120-1 OXIDATION AIR COMPRESSOR. | STYLE 206 CHLOR/POLY | SB1IB3 | 2 | EA | 3170.68
PETE | 5009985 | 10.517.871 | GASKET, 20", 150#, USED ON PETE INTAKE PIPING OF 120-1 THROUGH 120-5 PETE 1&2 OXIDATION AIR COMPRESSORS | 272OA70001 | OAS-700-01 PIPING, SUCTION OAC 120-1 OXIDATION AIR COMPRESSOR. | 5500FF200015018 | 4FA56A4 | 2 | EA | 194.9
PETE | 6716940 | 10.508.811 | HOSE, DISCHARGE, PUMP, WASTE, SUMP, 6" X 10' FLANGED HOSE FOR FLYGT SUMP PUMP, MODEL HS-5150, PETE 1, 12A AND 12B SUMP PUMPS. | 299ENSP12A | OILY WASTE SUMP PUMP SP 3-12A AND MOTOR | 6'' x 10' | SB5FLOOR | 1 | EA | 921.4
PETE | 6716939 | 10.533.012 | PUMP, WASTE, SUMP, FLYGT, MODEL HS-5150, 6" SUBMERSIBLE PUMP, 460 VOLT/ 3 PH, 60 HZ, 1750 RPM, 60 HP MTR, 435 IMPELLER W/AGITATOR, WITH STAINLESS STEEL PUMP STAND AND STRAINER, USED ON PETE 1, 12A & 12B SUMP PUMPS. | 299ENSP12A | OILY WASTE SUMP PUMP SP 3-12A AND MOTOR | 5150.300-0037 (W/PP STD & STRAINER) |  | 0 | EA | 0
PETE | 6716941 | 10.513.415 | ADAPTER, PIPE, PUMP, SUMP, 6" VICTAULIC 90 DEGREE ELBOW WITH COUPLING AND ANSI FLANGE ADAPTER, UNIT 1, 12A & 12B SUMP PUMP DISCHARGE PIPE. | 299ENSP12A | OILY WASTE SUMP PUMP SP 3-12A AND MOTOR | 6'' VIC 90 | SB5A3B9 | 1 | EA | 1457.75
PETE | 5225376 | 10.519.877 | O-RINGS, DIAPHRAGM, GASKETS, FOR ORGANOSULFIDE METERING PUMP SKID | 245CFOSP01 | ORGANOSULFIDE METERING PUMP 1, INCLUDES PIPING, VALVES, INSTRUMENTS AND CONTROLS. | 002714-T | 2FA25E67 | 1 | EA | 625
PETE | 5205258 | 10.532.455 | PRESSURE SWITCH, TYPE 400, GENERAL PURPOSE 15A - 125/250/480 VAC, 5A-125VDC, TEFLON, SS, RANGE 30 IN H2O | 245CFOST00 | ORGANOSULFIDE TOTE, INCLUDES INSTUMENTS, CONTROLS, PIPING AND VALVES. | B4-24-T-XNH-30''H2O | 2FA22C21 | 1 | EA | 201.25
PETE | 5205326 | 10.519.527 | OWW & FGD POLYNER TANK LEVEL ELEMENT/SENSOR | 245CFOST00 | ORGANOSULFIDE TOTE, INCLUDES INSTUMENTS, CONTROLS, PIPING AND VALVES. | 3051L 2 A G0 X G 11 A J M4 Q4 | 2FA22G20 | 1 | EA | 4556.65
PETE | 5205985 | 10.508.522 | FILTER, ELEMENT,FOR ROOTS BLOWERS AT PETE WASTEWATER TREATMENT. | 245OWBSKDA | OTHER WASTE WATER AERATION BLOWER SKID A, BLOWER, CONTROLS AND INSTRUMENTS. 9SKD-OWW200A - SKID 9BLO-OWW200A - BLOWER | 334P | SB1JA5 | 6 | EA | 198
PETE | 5205328 | 10.509.600 | OWW REACTOR AERATION GRID AIR FLOW TRANSMITTER | 245OWBSKDA | OTHER WASTE WATER AERATION BLOWER SKID A, BLOWER, CONTROLS AND INSTRUMENTS. 9SKD-OWW200A - SKID 9BLO-OWW200A - BLOWER | 3051SFC1AS030N000T32DA1A3Q4M5 | SB1KC4 | 1 | EA | 8985.99
PETE | 5205192 | 10.532.209 | OWW CLARIFIER pH TRANSMITTER | 245OWW00C1 | OTHER WASTE WATER CLARIFIER "1". INCLUDES INSTRUMENTS, CONTROLS, VALVES AND PIPING. 9CLR-OWW101 | 1056-01-22-38-HT | 2FA22G26 | 1 | EA | 1754
PETE | 5205489 | 10.519.272 | MOTOR, 40 HP, 1770 RPM, 324TC FRAME, 460 VOLT | 245GSGOWTM | OTHER WASTE WATER SLUDGE STORAGE TANK MIXER.. | 12H895Y762G1 |  | 0 | EA | 0
PETE | 5225154 | 10.528.540 | DRIVE MOTOR, RAKE | 245OWCL1SC | OTHER WASTEWATER CLARIFIER 1 SCRAPER, CONTROLS AND INSTRUMENTS. 9XM-OWW101E - SCRAPER 9VFX-OWW101E - VFD | 2-18119 | SB1LD4 | 2 | EA | 5116
PETE | 5225162 | 10.513.192 | BANDING, 1/2", 24' ROLL, BUCKLE INCLUDED | 245OWCL1SC | OTHER WASTEWATER CLARIFIER 1 SCRAPER, CONTROLS AND INSTRUMENTS. 9XM-OWW101E - SCRAPER 9VFX-OWW101E - VFD | 6542K64 | 2FA25I34 | 5 | RL | 178
PETE | 5225153 | 10.501.373 | SPEED REDUCER,CYCLOIDAL | 245OWCL1SC | OTHER WASTEWATER CLARIFIER 1 SCRAPER, CONTROLS AND INSTRUMENTS. 9XM-OWW101E - SCRAPER 9VFX-OWW101E - VFD | 2-18094 | SB3K1C2 | 1 | EA | 14322.36
PETE | 5225158 | 10.510.656 | RETAINING RING (3.5") | 245OWCL1SC | OTHER WASTEWATER CLARIFIER 1 SCRAPER, CONTROLS AND INSTRUMENTS. 9XM-OWW101E - SCRAPER 9VFX-OWW101E - VFD | 2-7111 | 2FA25F64 | 2 | EA | 64
PETE | 5225159 | 10.521.241 | RETAINING RING (70MM) | 245OWCL1SC | OTHER WASTEWATER CLARIFIER 1 SCRAPER, CONTROLS AND INSTRUMENTS. 9XM-OWW101E - SCRAPER 9VFX-OWW101E - VFD | 2-3142 | 2FA25F64 | 1 | EA | 10
PETE | 5225160 | 10.502.318 | RETAINING RING (75MM) | 245OWCL1SC | OTHER WASTEWATER CLARIFIER 1 SCRAPER, CONTROLS AND INSTRUMENTS. 9XM-OWW101E - SCRAPER 9VFX-OWW101E - VFD | 2-19035 | 2FA25F65 | 1 | EA | 11
PETE | 5225165 | 10.529.794 | GASKET, PORT | 245OWCL1SC | OTHER WASTEWATER CLARIFIER 1 SCRAPER, CONTROLS AND INSTRUMENTS. 9XM-OWW101E - SCRAPER 9VFX-OWW101E - VFD | 445-265B-B | 2FA25D43 | 2 | EA | 24
PETE | 5225350 | 10.533.803 | ROLLER BEARING, CYLINDRICAL, FOR DRIVE UNIT (TAG 9VFX-OWW101E, 102E, 103E | 245OWCL1SC | OTHER WASTEWATER CLARIFIER 1 SCRAPER, CONTROLS AND INSTRUMENTS. 9XM-OWW101E - SCRAPER 9VFX-OWW101E - VFD | NUP 315 ECP | 2FA25C49 | 1 | EA | 275
PETE | 5225351 | 10.510.401 | ROLLER BEARING, FOR DRIVE UNIT (TAG 9VFX-OWW101E, 102E, 103E | 245OWCL1SC | OTHER WASTEWATER CLARIFIER 1 SCRAPER, CONTROLS AND INSTRUMENTS. 9XM-OWW101E - SCRAPER 9VFX-OWW101E - VFD | NUP 314 EC3 | 2FA25D45 | 2 | EA | 258
PETE | 5205479 | 10.507.483 | BUFFER FLUID TANK POLYCARBONATE | 245OC1SP1A | OTHER WASTEWATER CLARIFIER 1 SLUDGE PUMP "1A", MOTOR, PIPING, VALVES, INSTRUMENTS AND CONTROLS.. | PSG.014 | 2FA58A2 | 3 | EA | 2070.48
PETE | 5205004 | 10.509.006 | KIT, VX136-210 PUMP LOBE | 245OC1SP1A | OTHER WASTEWATER CLARIFIER 1 SLUDGE PUMP "1A", MOTOR, PIPING, VALVES, INSTRUMENTS AND CONTROLS.. | 11.000015 | SB1JA4 | 6 | EA | 13931.76
PETE | 5205006 | 10.518.340 | KIT, VX136-210 HOUSING SEGMENTS, GREY CAST IRON | 245OC1SP1A | OTHER WASTEWATER CLARIFIER 1 SLUDGE PUMP "1A", MOTOR, PIPING, VALVES, INSTRUMENTS AND CONTROLS.. | 11.000311 | SB1JA3 | 6 | EA | 10230.66
PETE | 5205477 | 10.520.309 | PUMP, W/HIFLO LOBES WITH CONSTRUCTION TO MATCH EXISTING PUMPS W/SERIAL #'S 11-07141, 11-07142, 11-07143, 11-07144, 11-07145 AND 11-07146 | 245OC1SP1A | OTHER WASTEWATER CLARIFIER 1 SLUDGE PUMP "1A", MOTOR, PIPING, VALVES, INSTRUMENTS AND CONTROLS.. | PPK0001563, VX136-210 QD | SB1MD8 | 2 | EA | 18456.28
PETE | 5205478 | 10.532.952 | PUMP FLANGE GASKET, 136.210, FOR VOGELSANG OWW SLUDGE PUMP | 245OC1SP1A | OTHER WASTEWATER CLARIFIER 1 SLUDGE PUMP "1A", MOTOR, PIPING, VALVES, INSTRUMENTS AND CONTROLS.. | DFP.006.P | 2FA22H19 | 5 | EA | 275.29
PETE | 5205480 | 10.518.036 | GEARBOX, 4.61:1 RATIO, 280TC | 245OC1SP1A | OTHER WASTEWATER CLARIFIER 1 SLUDGE PUMP "1A", MOTOR, PIPING, VALVES, INSTRUMENTS AND CONTROLS.. | SK52-280TC-4.61 | SB1KB7 | 2 | EA | 4500
PETE | 5205482 | 10.508.200 | FLANGED COUPLING HUB | 245OC1SP1A | OTHER WASTEWATER CLARIFIER 1 SLUDGE PUMP "1A", MOTOR, PIPING, VALVES, INSTRUMENTS AND CONTROLS.. | 9S 42MM | 2FA58A2 | 2 | EA | 128.88
PETE | 5205483 | 10.529.424 | FLANGED COUPLING HUB | 245OC1SP1A | OTHER WASTEWATER CLARIFIER 1 SLUDGE PUMP "1A", MOTOR, PIPING, VALVES, INSTRUMENTS AND CONTROLS.. | 9S 2 1/4 | 2FA58A2 | 2 | EA | 128.88
PETE | 5205484 | 10.530.327 | HYTREL SLEEVE | 245OC1SP1A | OTHER WASTEWATER CLARIFIER 1 SLUDGE PUMP "1A", MOTOR, PIPING, VALVES, INSTRUMENTS AND CONTROLS.. | 9HS | 2FA58A2 | 5 | EA | 752.55
PETE | 5205303 | 10.518.761 | MIXER, OTHER WW MATERIALS, SHAFT MATERIAL 316SS, FRP, SHAFT DIAMETER 4.5", OTHER WASTE WATER EQUALIZATION TANK | 245OWWMX1A | OTHER WASTEWATER EQUALIZATION TANK 1 MIXER "1A" | HCM2500-36-20HP OWW | SB3 O | 2 | EA | 135200
PETE | 5205096 | 10.507.835 | DEFLECTOR - INBOARD, FOR OWW EQUALIZATION TANK EFFLUENT PUMP | 245OWW0FPA | OTHER WASTEWATER EQUALIZATION TANK EFFLUENT PUMP "A", MOTOR, PIPING, VALVES, INSTRUMENTS AND CONTROLS.. | AY27474A-TFEC | 2FA25F79 | 1 | EA | 104
PETE | 5205097 | 10.525.479 | BALL BEARING - INBOARD, FOR OWW EQUALIZATION TANK EFFLUENT PUMP | 245OWW0FPA | OTHER WASTEWATER EQUALIZATION TANK EFFLUENT PUMP "A", MOTOR, PIPING, VALVES, INSTRUMENTS AND CONTROLS.. | Y29790A-SR | 2FA25D48 | 1 | EA | 246
PETE | 5205098 | 10.513.166 | BALL BEARING - OUTBOARD, FOR OWW EQUALIZATION TANK EFFLUENT PUMP | 245OWW0FPA | OTHER WASTEWATER EQUALIZATION TANK EFFLUENT PUMP "A", MOTOR, PIPING, VALVES, INSTRUMENTS AND CONTROLS.. | AY58152A-SR | 2FA25C47 | 1 | EA | 617
PETE | 5205087 | 10.519.688 | O-RING BEARING CARRIER, FOR OWW EQUALIZATION TANK EFFLUENT PUMP | 245OWW0FPA | OTHER WASTEWATER EQUALIZATION TANK EFFLUENT PUMP "A", MOTOR, PIPING, VALVES, INSTRUMENTS AND CONTROLS.. | 20A11CM261 | 2FA25G79 | 2 | EA | 22.5
PETE | 5205088 | 10.529.264 | GASKET - IMPELLER, FOR OWW EQUALIZATION TANK EFFLUENT PUMP | 245OWW0FPA | OTHER WASTEWATER EQUALIZATION TANK EFFLUENT PUMP "A", MOTOR, PIPING, VALVES, INSTRUMENTS AND CONTROLS.. | SA3687AA00-TFR | 2FA25F79 | 6 | EA | 306
PETE | 5205089 | 10.508.721 | GASKET - REAR COVER 16", FOR OWW EQUALIZATION TANK EFFLUENT PUMP | 245OWW0FPA | OTHER WASTEWATER EQUALIZATION TANK EFFLUENT PUMP "A", MOTOR, PIPING, VALVES, INSTRUMENTS AND CONTROLS.. | Y29838B-TM | 2FA25NDB | 5 | EA | 330
PETE | 5205091 | 10.516.970 | GASKET - REAR COVER 14", FOR OWW EQUALIZATION TANK EFFLUENT PUMP | 245OWW0FPA | OTHER WASTEWATER EQUALIZATION TANK EFFLUENT PUMP "A", MOTOR, PIPING, VALVES, INSTRUMENTS AND CONTROLS.. | Y29838A-TM | 2FA25NDB | 1 | EA | 66
PETE | 5205093 | 10.529.265 | GASKET - REAR COVER 17", FOR OWW EQUALIZATION TANK EFFLUENT PUMP | 245OWW0FPA | OTHER WASTEWATER EQUALIZATION TANK EFFLUENT PUMP "A", MOTOR, PIPING, VALVES, INSTRUMENTS AND CONTROLS.. | Y29838C-TM | 2FA25NDB | 1 | EA | 112
PETE | 5205094 | 10.531.967 | O-RING ADAPTER, FOR OWW EQUALIZATION TANK EFFLUENT PUMP | 245OWW0FPA | OTHER WASTEWATER EQUALIZATION TANK EFFLUENT PUMP "A", MOTOR, PIPING, VALVES, INSTRUMENTS AND CONTROLS.. | 20A11CM436 | 2FA25G79 | 2 | EA | 69
PETE | 5205095 | 10.509.576 | OIL SEAL - INBOARD/OUTBOARD, FOR OWW EQUALIZATION TANK EFFLUENT PUMP | 245OWW0FPA | OTHER WASTEWATER EQUALIZATION TANK EFFLUENT PUMP "A", MOTOR, PIPING, VALVES, INSTRUMENTS AND CONTROLS.. | BY50424F-TSSR | 2FA25F79 | 1 | EA | 70.5
PETE | 5205289 | 10.529.425 | FLANGED MAGNETIC FLOW METER SENSOR, 12", OWW EFF PP DISCH TO REACTOR FLOW MAGMETER | 245OWW0FPA | OTHER WASTEWATER EQUALIZATION TANK EFFLUENT PUMP "A", MOTOR, PIPING, VALVES, INSTRUMENTS AND CONTROLS.. | 8705FHE120C1M0N5Q4Q8 | SB1MD6 | 1 | EA | 13624.88
PETE | 5205300 | 10.529.231 | FIELD MOUNT MAGNETIC FLOW METER TRANSMITTER, OWW EFF PMP DISCHARGE TO REACTOR FLOW TRANSMITTER | 245OWW0FPA | OTHER WASTEWATER EQUALIZATION TANK EFFLUENT PUMP "A", MOTOR, PIPING, VALVES, INSTRUMENTS AND CONTROLS.. | 8732EMR1A1N5M5Q4 | 2FA58A1 | 1 | EA | 2846.04
PETE | 5205319 | 10.523.345 | TRANSMITTER & SEAL ASSEMBLY, FGD SERVICE H20 PMP DISCHARGE, OWW EQ TNK EFF PPS DISCHARGE PRESSURE TRANSMITTER | 245OWW0FPA | OTHER WASTEWATER EQUALIZATION TANK EFFLUENT PUMP "A", MOTOR, PIPING, VALVES, INSTRUMENTS AND CONTROLS.. | 3051TGA2A2B21AS1B4Q4M5 - TRANSMITTER | 2FA58B2 | 1 | EA | 5868.49
PETE | 5225017 | 10.527.745 | RETAINING RING - CLAMP STYLE, FOR OWW EQUALIZATION TANK EFFLUENT PUMP | 245OWW0FPA | OTHER WASTEWATER EQUALIZATION TANK EFFLUENT PUMP "A", MOTOR, PIPING, VALVES, INSTRUMENTS AND CONTROLS.. | CY50782A-DCI- 78789682 | 2FA25C48 | 1 | EA | 177
PETE | 5225466 | 10.536.403 | VALVE, BALL, 1.5", PRESS CLASS 150 LB, BODY-ASTM A105, END PREP-SWE, SERVICE-AIR, PRESS-125 PSIG, TEMP-115 F, ACTUATOR TYPE-LEVER, USED AT PETE WATER TREATMENT. | 245ACAV000 | PARENT TO ALL W.W.T. VALVES USED ON THE COMPRESSED AIR SYSTEM, FURNISHED BY WOLSELEY INDUSTRIAL GROUP. VALVES ARE LISTED IN THE BILL OF MATERIALS. | 4D2236XT | 2FA18C13 | 1 | EA | 289.38
PETE | 5225468 | 10.501.176 | VALVE, BALL, 1", PRESS CLASS 150 LB, BODY-ASTM A105, END PREP-SWE, SERVICE-AIR, PRESS-150 PSIG, TEMP-150F, ACTUATOR TYPE-LEVER, USED AT PETE WATER TREATMENT. | 245ACAV000 | PARENT TO ALL W.W.T. VALVES USED ON THE COMPRESSED AIR SYSTEM, FURNISHED BY WOLSELEY INDUSTRIAL GROUP. VALVES ARE LISTED IN THE BILL OF MATERIALS. | 4D2236XT | 2FA18B17 | 3 | EA | 368.61
PETE | 5225470 | 10.523.749 | VALVE, BALL, 3/4", PRESS CLASS 150 LB, BODY-ASTM A105, END PREP-SWE, SERVICE-AIR, PRESS-150 PSIG, TEMP-150F, ACTUATOR TYPE-LEVER, USED AT PETE WATER TREATMENT. | 245ACAV000 | PARENT TO ALL W.W.T. VALVES USED ON THE COMPRESSED AIR SYSTEM, FURNISHED BY WOLSELEY INDUSTRIAL GROUP. VALVES ARE LISTED IN THE BILL OF MATERIALS. | 4D2236XT | 2FA18D14 | 4 | EA | 402.68
PETE | 5225542 | 10.524.248 | VALVE, GATE, 3" PRESS CLASS-150 LB, BODY-ASTM A216-WCB, END PREP-BE, HANDWHEEL OPERATOR, SERVICE-AIR, PRESS-150 PSIG, TEMP-150F, FOR PETERSBURG WATER TREATMENT. | 245ACAV000 | PARENT TO ALL W.W.T. VALVES USED ON THE COMPRESSED AIR SYSTEM, FURNISHED BY WOLSELEY INDUSTRIAL GROUP. VALVES ARE LISTED IN THE BILL OF MATERIALS. | 11W-CB3NOTE:SCHED 40-3'' | SB1LE5 | 1 | EA | 282.38
PETE | 5225553 | 10.505.279 | REGULATOR, NPS-3/4 MR98H REGULATOR PROCESSING LEVELS, TAGS 9PRV-ACA001,002,003,004,005,006,007,008,010, DIRECT OPERATED RELIEF VLV:, SIZE: NPS 3/4", SPRING RANGE 70 TO 150 PSI, FOR PETERSBURG WATER TREATMENT. | 245ACAV000 | PARENT TO ALL W.W.T. VALVES USED ON THE COMPRESSED AIR SYSTEM, FURNISHED BY WOLSELEY INDUSTRIAL GROUP. VALVES ARE LISTED IN THE BILL OF MATERIALS. | M98H-3048-3672323 | 2FA18G3 | 2 | EA | 8786.44
PETE | 5225532 | 10.511.767 | VALVE, GLOBE, 0.75", PRESS CLASS-800 LB, BODY-ASTM A105, END PREP-SWE, HANDWHEEL OPERATOR, SERVICE-LOW PRESS STEAM, PRESS-50 PSIG, TEMP-250F, FOR PETERSBURG WATER TREATMENT. | 245SLAV000 | PARENT TO ALL W.W.T. AUXILIARY STEAM VALVES FURNISHED BY WOLSELEY INDUSTRIAL GROUP. VALVES ARE LISTED IN THE BILL OF MATERIALS. | 28S-FS2-NC - 0.75'' | 2FA18E26 | 3 | EA | 112.95
PETE | 5225531 | 10.524.263 | VALVE, GLOBE, 1", PRESS CLASS-800 LB, BODY-ASTM A105, END PREP-SWE, HANDWHEEL OPERATOR, SERVICE-LOW PRESS STEAM, PRESS-50 PSIG, TEMP-250F, FOR PETERSBURG WATER TREATMENT. | 245SLAV000 | PARENT TO ALL W.W.T. AUXILIARY STEAM VALVES FURNISHED BY WOLSELEY INDUSTRIAL GROUP. VALVES ARE LISTED IN THE BILL OF MATERIALS. | 28S-FS2-NC - 1'' | 2FA18C16 | 1 | EA | 110.17
PETE | 5225534 | 10.536.120 | VALVE, GLOBE, 0.5", PRESS CLASS-800 LB, BODY-ASTM A105, END PREP-SWE, HANDWHEEL OPERATOR, SERVICE-LOW PRESS STEAM, PRESS-50 PSIG, TEMP-250F, FOR PETERSBURG WATER TREATMENT. | 245SLAV000 | PARENT TO ALL W.W.T. AUXILIARY STEAM VALVES FURNISHED BY WOLSELEY INDUSTRIAL GROUP. VALVES ARE LISTED IN THE BILL OF MATERIALS. | 28S-FS2-NC- 0.5'' | 2FA18E26 | 1 | EA | 25.87
PETE | 5225540 | 10.502.694 | VALVE, GATE, 4" PRESS CLASS-150 LB, BODY-ASTM A216-WCB, END PREP-BE, HANDWHEEL OPERATOR, SERVICE-WATER, PRESS-10 PSIG, TEMP-115F, FOR PETERSBURG WATER TREATMENT. | 245SLAV000 | PARENT TO ALL W.W.T. AUXILIARY STEAM VALVES FURNISHED BY WOLSELEY INDUSTRIAL GROUP. VALVES ARE LISTED IN THE BILL OF MATERIALS. | 11W-CB3NOTE:SCHED 40 - 4'' | SB1LD8 | 1 | EA | 349.17
PETE | 5225480 | 10.536.136 | VALVE, KNIFE GATE, 4", RUBBER LINED, 150 LB, DUCTILE IRON, END PREP-FFTBE, SERV-SEWER, 50 PSIG, 100F, 150 CWP FABR. CS BODY, 2 NATURAL RUBBER SLEEVES, UHWM LINER, CS PACKING GLAND/ YOKE, 304 SS STEM, FOR PETE WATER TREATMENT | 245DGNV000 | PARENT TO ALL W.W.T. DRAINAGE VALVES FURNISHED BY WOLSELEY INDUSTRIAL GROUP. VALVES ARE LISTED IN THE BILL OF MATERIALS. | MODEL 4'' FABRI 33PTOR | SB1LD11 | 4 | EA | 9758.04
PETE | 5225485 | 10.511.773 | VALVE, KNIFE GATE,2", 150 LB, DUCTILE IRON, END PREP-FFTBE, SERV-PROCESS SEWER, 50 PSIG, 115F, 150 CWP FABR. CS BODY, 2 NATURAL RUBBER SLEEVES, UHWM LINER, CS PACKING GLAND/ YOKE, 304 SS STEM, FOR PETE WATER TREATMENT | 245DGNV000 | PARENT TO ALL W.W.T. DRAINAGE VALVES FURNISHED BY WOLSELEY INDUSTRIAL GROUP. VALVES ARE LISTED IN THE BILL OF MATERIALS. | MODEL 2'' FABRI 33PTDR | SB1LE10 | 1 | EA | 2289.27
PETE | 5225489 | 10.524.296 | VALVE, PLUG, 4", PRESS CLASS- 150 LB, BODY MATERIAL - ASTM A126-B, END PREP-FFFE, SERVICE-CLARIFIED WATER, PRESS-50, TEMP-100, LEVER OPERATOR, RUBBER LINED, 2" SQUARE OPERATING NUT W/REMOVALVE LEVER HANDLE, FOR PETERSBURG WATER TREATMENT. | 245DGNV000 | PARENT TO ALL W.W.T. DRAINAGE VALVES FURNISHED BY WOLSELEY INDUSTRIAL GROUP. VALVES ARE LISTED IN THE BILL OF MATERIALS. | PEC-4-F1-CIS-NBR-CR*LV4 | SB1LD9 | 2 | EA | 3943.9
PETE | 5225505 | 10.502.700 | VALVE, PLUG, 2", PRESS CLASS-150 LB, BODY-ASTM A126-B, PFA LINED, END PREP-FFFE, LEVER, SERVICE-CHEMICAL, PRESS-20 PSIG, TEMP-115 F, FOR PETERSBURG WATER TREATMENT. | 245DGNV000 | PARENT TO ALL W.W.T. DRAINAGE VALVES FURNISHED BY WOLSELEY INDUSTRIAL GROUP. VALVES ARE LISTED IN THE BILL OF MATERIALS. | 0611P61P6WY | 2FA18G8 | 4 | EA | 1948.24
PETE | 5225507 | 10.524.297 | VALVE, PLUG, 1", PRESS CLASS-150 LB, BODY-ASTM A126-B, PFA LINED, END PREP-FFFE, LEVER, SERVICE-CHEMICAL, PRESS-10 PSIG, TEMP-115 F, FOR PETERSBURG WATER TREATMENT. | 245DGNV000 | PARENT TO ALL W.W.T. DRAINAGE VALVES FURNISHED BY WOLSELEY INDUSTRIAL GROUP. VALVES ARE LISTED IN THE BILL OF MATERIALS. | 0611P16P6W4 | 2FA18C3 | 6 | EA | 1704.96
PETE | 5225517 | 10.512.085 | VALVE, CHECK, 4", PRESS CLASS-150 LB, BODY-ASTM D5685, GRADE 4 PRESSURE PIPE FITTINGS, END PREP-FFFE, SERVICE WATER, PRESS-50 PSIG, TEMP-100 F, RUBBER LINED, FOR PETERSBURG WATER TREATMENT. | 245DGNV000 | PARENT TO ALL W.W.T. DRAINAGE VALVES FURNISHED BY WOLSELEY INDUSTRIAL GROUP. VALVES ARE LISTED IN THE BILL OF MATERIALS. | 100-04-A-O | 2FA18I5 | 2 | EA | 2697.56
PETE | 5225519 | 10.512.084 | VALVE, CHECK, 2", PRESS CLASS-150 LB, BODY-ASTM D5685, GRADE 4 PRESSURE PIPE FITTINGS, END PREP-FFFE, SERVICE PROCESS SEWER, PRESS-50 PSIG, TEMP-115 F, RUBBER LINED, FOR PETERSBURG WATER TREATMENT. | 245DGNV000 | PARENT TO ALL W.W.T. DRAINAGE VALVES FURNISHED BY WOLSELEY INDUSTRIAL GROUP. VALVES ARE LISTED IN THE BILL OF MATERIALS. | 100-02-A-O | 2FA18D7 | 1 | EA | 560.98
PETE | 5225521 | 10.512.060 | VALVE, BALL, 3", PRESS CLASS-150 LB, BODY-Z-CORE EPOXY FRP, END PREP-FFFE, LOCKING LEVER OPERATOR, SERVICE-WATER, PRESS-5 PSIG, TEMP-125 F, FOR PETERSBURG WATER TREATMENT. | 245DGNV000 | PARENT TO ALL W.W.T. DRAINAGE VALVES FURNISHED BY WOLSELEY INDUSTRIAL GROUP. VALVES ARE LISTED IN THE BILL OF MATERIALS. | 450-03-A-02-B | SB1LE9 | 1 | EA | 2122.99
PETE | 5225539 | 10.536.108 | VALVE, GATE, 6" PRESS CLASS-150 LB, BODY-ASTM A216-WCB, END PREP-BE, HANDWHEEL OPERATOR, SERVICE-PROCESS SEWER, PRESS-50 PSIG, TEMP-120F, FOR PETERSBURG WATER TREATMENT. | 245DGNV000 | PARENT TO ALL W.W.T. DRAINAGE VALVES FURNISHED BY WOLSELEY INDUSTRIAL GROUP. VALVES ARE LISTED IN THE BILL OF MATERIALS. | 11W-CB3NOTE:SCHED 40 - 6'' | SB1LD8 | 1 | EA | 599.39
PETE | 5225547 | 10.505.978 | VALVE, CHECK, 6", PRESS CLASS-150 LB, BODY-ASTM A216-WCB, END PREP-BE, SERVICE-PROCESS SEWER, PRESS-50 PSIG, TEMP-120F, FOR PETERSBURG WATER TREATMENT. | 245DGNV000 | PARENT TO ALL W.W.T. DRAINAGE VALVES FURNISHED BY WOLSELEY INDUSTRIAL GROUP. VALVES ARE LISTED IN THE BILL OF MATERIALS. | 31W-CB3, SCHED 40 - 6'' | SB1LD8 | 1 | EA | 542.49
PETE | 5225552 | 10.505.965 | VALVE, BALL, 2", PRESS CLASS-150 LB, BODY-ASTM A105, END PREP-SWE, SERVICE- PROCESS SEWER, , PRESS-50 PSIG, TEMP-100F, ACTUATOR TYPE-LEVER, FOR PETERSBURG WATER TREATMENT. | 245DGNV000 | PARENT TO ALL W.W.T. DRAINAGE VALVES FURNISHED BY WOLSELEY INDUSTRIAL GROUP. VALVES ARE LISTED IN THE BILL OF MATERIALS. | 4D2236XT | 2FA18D17 | 3 | EA | 2066.02
PETE | 5225684 | 10.536.128 | VALVE, KNIFE GATE CONTROL, 8", PRESS. CLASS - 150 LB, BODY - DUCTILE IRON, , END PREP - FFTBE, SERVICE - WATER PRESS - 10 PSIG TEMP - 115F, FOR PETE WATER TREATMENT. | 245FGDV000 | PARENT TO ALL W.W.T. FGD VALVES FURNISHED BY WOLSELEY INDUSTRIAL GROUP. VALVES ARE LISTED IN THE BILL OF MATERIALS. | 33PTDR-8 | SB1LC7 | 2 | EA | 5727
PETE | 5225516 | 10.523.800 | VALVE, CHECK, 6", PRESS CLASS-150 LB, BODY-ASTM D5685, GRADE 4 PRESSURE PIPE FITTINGS, END PREP-FFFE, SERVICE-CLARIFIED WATER, PRESS-135 PSIG, TEMP-115 F, RUBBER LINED, FOR PETERSBURG WATER TREATMENT. | 245FGDV000 | PARENT TO ALL W.W.T. FGD VALVES FURNISHED BY WOLSELEY INDUSTRIAL GROUP. VALVES ARE LISTED IN THE BILL OF MATERIALS. | 100-06-A-O | 2FA60A | 1 | EA | 3848.24
PETE | 5225685 | 10.501.184 | VALVE, KNIFE GATE CONTROL, 6", PRESS. CLASS - 150 LB, BODY - DUCTILE IRON, , END PREP - FFTBE, SERVICE - WATER PRESS - 65 PSIG TEMP - 115F, FOR PETE WATER TREATMENT. | 245FGDV000 | PARENT TO ALL W.W.T. FGD VALVES FURNISHED BY WOLSELEY INDUSTRIAL GROUP. VALVES ARE LISTED IN THE BILL OF MATERIALS. | 33PTDR-6 | SB1LD7 | 4 | EA | 7497.44
PETE | 5225671 | 10.512.952 | ACTUATOR, PNEUMATIC, USED ON 6" ABZ BUTTERLFY VALVES, FOR PETE WATER TREATMENT. | 245FGDV000 | PARENT TO ALL W.W.T. FGD VALVES FURNISHED BY WOLSELEY INDUSTRIAL GROUP. VALVES ARE LISTED IN THE BILL OF MATERIALS. | AC125DA | 2FA18I21 | 2 | EA | 442.28
PETE | 5225673 | 10.512.954 | ACTUATOR, PNEUMATIC, 5" DOUBLE ACTING FOR FABRI 2&3" KNIFE GATE VALVE, FOR PETE WATER TREATMENT. | 245FGDV000 | PARENT TO ALL W.W.T. FGD VALVES FURNISHED BY WOLSELEY INDUSTRIAL GROUP. VALVES ARE LISTED IN THE BILL OF MATERIALS. | 5'' DOUBLE ACTING ACTUATOR | 2FA18G10 | 2 | EA | 2078.58
PETE | 5225674 | 10.525.267 | ACTUATOR, PNEUMATIC, USED ON 3" 4" & 6" ABZ BUTTERLFY VALVES, FOR PETE WATER TREATMENT. | 245FGDV000 | PARENT TO ALL W.W.T. FGD VALVES FURNISHED BY WOLSELEY INDUSTRIAL GROUP. VALVES ARE LISTED IN THE BILL OF MATERIALS. | AC105SR-FAIL CLOSE | 2FA18B15 | 2 | EA | 308.52
PETE | 5225676 | 10.525.270 | ACTUATOR, PNEUMATIC, 8" DOUBLE ACTING FOR FABRI 8" KNIFE GATE VALVE, FOR PETE WATER TREATMENT. | 245FGDV000 | PARENT TO ALL W.W.T. FGD VALVES FURNISHED BY WOLSELEY INDUSTRIAL GROUP. VALVES ARE LISTED IN THE BILL OF MATERIALS. | 8'' DOUBLE ACTING ACTUATOR | SB1LE6 | 2 | EA | 4291.56
PETE | 5225482 | 10.505.997 | VALVE, KNIFE GATE,3", RUBBER LINED, WORMGEAR.150 LB, DUCTILE IRON, END PREP-FFTBE, SERV-WATER,15 PSIG, 115F, 150 CWP FABR. CS BODY, 2 NATURAL RUBBER SLEEVES, UHWM LINER, CS PACKING GLAND/ YOKE, 304 SS STEM, FOR PETE WATER TREATMENT | 245FGDV000 | PARENT TO ALL W.W.T. FGD VALVES FURNISHED BY WOLSELEY INDUSTRIAL GROUP. VALVES ARE LISTED IN THE BILL OF MATERIALS. | MODEL 3'' FABRI 33PTDR | SB1LD11 | 1 | EA | 3309.18
PETE | 5225483 | 10.536.134 | VALVE, KNIFE GATE,3", RUBBER LINED, 150 LB, DUCTILE IRON, END PREP-FFTBE, SERV-WATER,50 PSIG, 115F, 150 CWP FABR. CS BODY, 2 NATURAL RUBBER SLEEVES, UHWM LINER, CS PACKING GLAND/ YOKE, 304 SS STEM, FOR PETE WATER TREATMENT | 245FGDV000 | PARENT TO ALL W.W.T. FGD VALVES FURNISHED BY WOLSELEY INDUSTRIAL GROUP. VALVES ARE LISTED IN THE BILL OF MATERIALS. | MODEL 3'' FABRI 33PTDR | SB1LD11 | 2 | EA | 5209.44
PETE | 5225474 | 10.536.541 | VALVE, KNIFE GATE, 8", RUBBER LINED, WORMGEAR OPER, 150LB, DUCTILE IRON, END PREP-FFTBE, SERV-WTR, 20 PSIG, 115F, 150 CWP FABR. CS BODY, 2 NATURAL RUBBER SLEEVES, UHWM LINER, ALLOY 2205, CS PACKING GLAND/ YOKE, FOR PETE WATER TREATMENT | 245FGDV000 | PARENT TO ALL W.W.T. FGD VALVES FURNISHED BY WOLSELEY INDUSTRIAL GROUP. VALVES ARE LISTED IN THE BILL OF MATERIALS. | MODEL 8'' FABRI 33PTDR | SB1LD10 | 1 | EA | 3787.32
PETE | 5225476 | 10.524.280 | VALVE, KNIFE GATE, 6", RUBBER LINED, 150LB, DUCTILE IRON, END PREP-FFTBE, SERV- WTR, 15 PSIG, 130F, 150 CWP FABR. CS BODY, 2 NATURAL RUBBER SLEEVES, UHWM LINER, CS PACKING GLAND/ YOKE, 304 SS, FOR PETE WATER TREATMENT | 245FGDV000 | PARENT TO ALL W.W.T. FGD VALVES FURNISHED BY WOLSELEY INDUSTRIAL GROUP. VALVES ARE LISTED IN THE BILL OF MATERIALS. | MODEL 6'' FABRI 33PTDR | SB1LC10 | 3 | EA | 7268.04
PETE | 5225486 | 10.536.133 | VALVE, KNIFE GATE,2", RUBBER LINED, 150 LB, DUCTILE IRON, END PREP-FFTBE, SERV-PROCESS SEWER, 150 PSIG, 115F, 150 CWP FABR. CS BODY, 2 NATURAL RUBBER SLEEVES, UHWM LINER, CS PACKING GLAND/ YOKE, 304 SS STEM, FOR PETE WATER TREATMENT | 245FGDV000 | PARENT TO ALL W.W.T. FGD VALVES FURNISHED BY WOLSELEY INDUSTRIAL GROUP. VALVES ARE LISTED IN THE BILL OF MATERIALS. | MODEL 2'' FABRI 33PTDR | SB1LE10 | 2 | EA | 3762.44
PETE | 5225487 | 10.524.299 | VALVE, PLUG, 8", PRESS CLASS- 150 LB, BODY MATERIAL - ASTM A126-B, END PREP-FFFE, SERVICE-CLARIFIED WATER, PRESS-10, TEMP-115, LEVER OPERATOR, RUBBER LINED, 2" SQUARE OPERATING NUT W/ REMOVABLE LEVER HANDLE FOR PETERSBURG WATER TREATMENT. | 245FGDV000 | PARENT TO ALL W.W.T. FGD VALVES FURNISHED BY WOLSELEY INDUSTRIAL GROUP. VALVES ARE LISTED IN THE BILL OF MATERIALS. | PEC-8F1-CIS-NBR-CR*LV8 | SB1LD9 | 1 | EA | 3103.66
PETE | 5225488 | 10.511.785 | VALVE, PLUG, 6", PRESS CLASS- 150 LB, BODY MATERIAL - ASTM A126-B, END PREP-FFFE, SERVICE-CLARIFIED WATER, PRESS-135, TEMP-115, LEVER OPERATOR, RUBBER LINED, 2" SQUARE OPERATING NUT W/REMOVALVE LEVER HANDLE, FOR PETERSBURG WATER TREATMENT. | 245FGDV000 | PARENT TO ALL W.W.T. FGD VALVES FURNISHED BY WOLSELEY INDUSTRIAL GROUP. VALVES ARE LISTED IN THE BILL OF MATERIALS. | PEC-6-F1-CIS-NBR-CR*LV6 | SB1LD9 | 2 | EA | 5263.42
PETE | 5225493 | 10.512.086 | VALVE, CHECK, 6", PRESS CLASS-150 LB, BODY MATERIAL-ASTM A395 GRADE 60-40-18, END PREP-RFFE, SERV-WATER, PRESS-15, TEMP-115, RUBBER LINED FOR PETERSBURG WATER TREATMENT. | 245FGDV000 | PARENT TO ALL W.W.T. FGD VALVES FURNISHED BY WOLSELEY INDUSTRIAL GROUP. VALVES ARE LISTED IN THE BILL OF MATERIALS. | CFR-6-100-F1-DINR-NBR | SB1LE9 | 1 | EA | 3779.27
PETE | 5225495 | 10.500.249 | VALVE, CHECK, 3", PRESS CLASS-150 LB, BODY MATERIAL-ASTM A395 GRADE 60-40-18, END PREP-RFFE, SERV-WATER, PRESS-25, TEMP-110, RUBBER LINED FOR PETERSBURG WATER TREATMENT. | 245FGDV000 | PARENT TO ALL W.W.T. FGD VALVES FURNISHED BY WOLSELEY INDUSTRIAL GROUP. VALVES ARE LISTED IN THE BILL OF MATERIALS. | CFR-3-100-F1-DINR-NBR | 2FA18G18 | 1 | EA | 1941.46
PETE | 5225544 | 10.536.103 | VALVE, GATE, 1.5" PRESS CLASS 800 LB, BODY-ASTM A105, END PREP-SWE, HANDWHEEL OP, SERVICE-WATER, PRESS-20 PSIG, TEMP-115F, FOR PETERSBURG WATER TREATMENT. | 245FGDV000 | PARENT TO ALL W.W.T. FGD VALVES FURNISHED BY WOLSELEY INDUSTRIAL GROUP. VALVES ARE LISTED IN THE BILL OF MATERIALS. | 18S-FS2-RP-NC | 2FA18D16 | 1 | EA | 66.07
PETE | 5225686 | 10.524.269 | VALVE, KNIFE GATE CONTROL, 4", PRESS. CLASS - 150 LB, BODY - DUCTILE IRON, , END PREP - FFTBE, SERVICE - WATER PRESS - 100 PSIG TEMP - 115F, FOR PETE WATER TREATMENT. | 245FGDV000 | PARENT TO ALL W.W.T. FGD VALVES FURNISHED BY WOLSELEY INDUSTRIAL GROUP. VALVES ARE LISTED IN THE BILL OF MATERIALS. | 33PTDR-4 | SB1LB7 | 6 | EA | 17269.65
PETE | 5225687 | 10.536.127 | VALVE, KNIFE GATE CONTROL, 3", PRESS. CLASS - 150 LB, BODY - DUCTILE IRON, , END PREP - FFTBE, SERVICE - WATER PRESS - 25 PSIG TEMP - 115F, FOR PETE WATER TREATMENT. | 245FGDV000 | PARENT TO ALL W.W.T. FGD VALVES FURNISHED BY WOLSELEY INDUSTRIAL GROUP. VALVES ARE LISTED IN THE BILL OF MATERIALS. | 33PTDR-3 | SB1LB7 | 2 | EA | 3738
PETE | 5225688 | 10.511.770 | VALVE, KNIFE GATE CONTROL, 2", PRESS. CLASS - 150 LB, BODY - DUCTILE IRON, , END PREP - FFTBE, SERVICE - CHEMICAL, PRESS - 25 PSIG TEMP - 115F, FOR PETE WATER TREATMENT. | 245GSRV000 | PARENT TO ALL W.W.T. GYPSUM RECLAIM WATER VALVES FURNISHED BY WOLSELEY INDUSTRIAL GROUP. VALVES ARE LISTED IN THE BILL OF MATERIALS. | 33PTDR-2 | SB1LE6 | 2 | EA | 3856.5
PETE | 5225677 | 10.512.953 | ACTUATOR, PNEUMATIC, FOR 2" PLUG VALVE, FAIL CLOSED, FOR PETE WATER TREATMENT. | 245GSLV000 | PARENT TO ALL W.W.T. LIMESTONE SLURRY VALVES FURNISHED BY WOLSELEY INDUSTRIAL GROUP. VALVES ARE LISTED IN THE BILL OF MATERIALS. | AC140SR-FAIL CLOSED | 2FA18I6 | 1 | EA | 320.94
PETE | 5225484 | 10.524.276 | VALVE, KNIFE GATE,3", 150 LB, DUCTILE IRON, END PREP-FFTBE, SERV-WATER, 15 PSIG, 115F, 150 CWP FABR. CS BODY, 2 NATURAL RUBBER SLEEVES, UHWM LINER, CS PACKING GLAND/ YOKE, 304 SS STEM, FOR PETE WATER TREATMENT | 245OWWV000 | PARENT TO ALL W.W.T. O.W.W. VALVES FURNISHED BY WOLSELEY INDUSTRIAL GROUP. VALVES ARE LISTED IN THE BILL OF MATERIALS. | MODEL 3'' FABRI 33PTDR | SB1LD11 | 1 | EA | 1823.42
PETE | 5225492 | 10.536.053 | VALVE, CHECK, 14", PRESS CLASS-150 LB, BODY MATERIAL-ASTM A395 GRADE 60-40-18, END PREP-RFFE, SERV-WATER, PRESS-35, TEMP-95, RUBBER LINED FOR PETERSBURG WATER TREATMENT. | 245OWWV000 | PARENT TO ALL W.W.T. O.W.W. VALVES FURNISHED BY WOLSELEY INDUSTRIAL GROUP. VALVES ARE LISTED IN THE BILL OF MATERIALS. | CFR-14-100-F1-DINR-NBR | SB1LF8 | 1 | EA | 11806.1
PETE | 5225535 | 10.505.990 | VALVE, GATE, 24" PRESS CLASS-150 LB, BODY-ASTM A216-WCB, END PREP-BE, GEAR TOP MOUNTED HANDWHEEL OPERATOR, SERVICE-WATER, PRESS-25 PSIG, TEMP-110F, FOR PETERSBURG WATER TREATMENT. | 245OWWV000 | PARENT TO ALL W.W.T. O.W.W. VALVES FURNISHED BY WOLSELEY INDUSTRIAL GROUP. VALVES ARE LISTED IN THE BILL OF MATERIALS. | 11W-CB3- GONOTE-SCH 40 - 24'' | SB1OF4 | 1 | EA | 8804.88
PETE | 5225536 | 10.536.105 | VALVE, GATE, 20" PRESS CLASS-150 LB, BODY-ASTM A216-WCB, END PREP-BE, GEAR TOP MOUNTED HANDWHEEL OPERATOR, SERVICE-WATER, PRESS-25 PSIG, TEMP-115F, FOR PETERSBURG WATER TREATMENT. | 245OWWV000 | PARENT TO ALL W.W.T. O.W.W. VALVES FURNISHED BY WOLSELEY INDUSTRIAL GROUP. VALVES ARE LISTED IN THE BILL OF MATERIALS. | 11W-CB3-GONOTE: SCHED 40 - 20% | SB1OF10 | 1 | EA | 5865.85
PETE | 5225537 | 10.536.104 | VALVE, GATE, 16" PRESS CLASS-150 LB, BODY-ASTM A216-WCB, END PREP-BE, GEAR TOP MOUNTED HANDWHEEL OPERATOR, SERVICE-WATER, PRESS-25 PSIG, TEMP-90F, FOR PETERSBURG WATER TREATMENT. | 245OWWV000 | PARENT TO ALL W.W.T. O.W.W. VALVES FURNISHED BY WOLSELEY INDUSTRIAL GROUP. VALVES ARE LISTED IN THE BILL OF MATERIALS. | 11W-CB3-GONOTE SCHED 40 - 16'' | SB1MF3 | 1 | EA | 3913.42
PETE | 5225538 | 10.511.761 | VALVE, GATE, 8" PRESS CLASS-150 LB, BODY-ASTM A216-WCB, END PREP-BE, GEAR TOP MOUNTED HANDWHEEL OPERATOR, SERVICE-WATER, PRESS-5 PSIG, TEMP-115F, FOR PETERSBURG WATER TREATMENT. | 245OWWV000 | PARENT TO ALL W.W.T. O.W.W. VALVES FURNISHED BY WOLSELEY INDUSTRIAL GROUP. VALVES ARE LISTED IN THE BILL OF MATERIALS. | 11W-CB3-GONOTE:SCHED 40 - 8'' | SB1LD4 | 1 | EA | 1160.37
PETE | 5225541 | 10.511.760 | VALVE, GATE, 3" PRESS CLASS-150 LB, BODY-ASTM A351-CF8M, END PREP-BE, HANDWHEEL OPERATOR, SERVICE-AERATION AIR, PRESS-15 PSIG, TEMP-270F, FOR PETERSBURG WATER TREATMENT. | 245OWWV000 | PARENT TO ALL W.W.T. O.W.W. VALVES FURNISHED BY WOLSELEY INDUSTRIAL GROUP. VALVES ARE LISTED IN THE BILL OF MATERIALS. | OIC S 151-BW-G NOTE: SCHED 40 | SB1LE5 | 3 | EA | 2762.19
PETE | 5225545 | 10.523.795 | VALVE, CHECK, 16", PRESS CLASS-150 LB, BODY-ASTM A216-WCB, END PREP-BE, SERVICE-WATER, PRESS-25 PSIG, TEMP-90F, FOR PETERSBURG WATER TREATMENT. | 245OWWV000 | PARENT TO ALL W.W.T. O.W.W. VALVES FURNISHED BY WOLSELEY INDUSTRIAL GROUP. VALVES ARE LISTED IN THE BILL OF MATERIALS. | 31W-CB3, SCHED 40 - 16'' | SB1KF1 | 1 | EA | 3681.9
PETE | 5225546 | 10.523.801 | VALVE, CHECK, 8", PRESS CLASS-150 LB, BODY-ASTM A216-WCB, END PREP-BE, SERVICE-WATER, PRESS-25 PSIG, TEMP-90F, FOR PETERSBURG WATER TREATMENT. | 245OWWV000 | PARENT TO ALL W.W.T. O.W.W. VALVES FURNISHED BY WOLSELEY INDUSTRIAL GROUP. VALVES ARE LISTED IN THE BILL OF MATERIALS. | 31W-CB3, SCHED 40 - 8'' | SB1LD8 | 1 | EA | 799.78
PETE | 5225522 | 10.536.121 | VALVE, GLODE, 0.75", PRESS CLASS-150 LB, BODY SS, END PREP-SWE, HANDWHEEL OPERATOR SERVICE - PROCESS SEWER, PRESS-50 PSIG, TEMP-120F, FOR PETERSBURG WATER TREATMENT. | 245SSTV000 | PARENT TO ALL W.W.T. SANITARY S & T VALVES FURNISHED BY WOLSELEY INDUSTRIAL GROUP. VALVES ARE LISTED IN THE BILL OF MATERIALS. | GL08S6L0GB | 2FA18F12 | 2 | EA | 474.3
PETE | 5225680 | 10.501.479 | ACTUATOR, PNEUMATIC, FOR 3" PLUG VALVE, FAIL CLOSED, FOR PETE WATER TREATMENT. | 245WSWV000 | PARENT TO ALL W.W.T. SERVICE WATER VALVES FURNISHED BY WOLSELEY INDUSTRIAL GROUP. VALVES ARE LISTED IN THE BILL OF MATERIALS. | AC160SR-FAIL CLOSED | 2FA18I2 | 1 | EA | 455.79
PETE | 5225506 | 10.536.554 | VALVE, PLUG, 1.5, PRESS CLASS-150 LB, BODY-ASTM A126-B, PFA LINED, PREP-FFFE, LEVER, SERVICE-WATER, PRESS-95 PSIG, TEMP-115 F, FOR PETERSBURG WATER TREATMENT. | 245WSWV000 | PARENT TO ALL W.W.T. SERVICE WATER VALVES FURNISHED BY WOLSELEY INDUSTRIAL GROUP. VALVES ARE LISTED IN THE BILL OF MATERIALS. | 0611P61P6W4 | 2FA18B3 | 1 | EA | 380.86
PETE | 5225520 | 10.512.083 | VALVE, CHECK, 1.5", PRESS CLASS-150 LB, BODY-ASTM D5685, GRADE 4 PRESSURE PIPE FITTINGS, END PREP-FFFE, SERVICE WATER, PRESS-95 PSIG, TEMP-115 F, RUBBER LINED, FOR PETERSBURG WATER TREATMENT. | 245WSWV000 | PARENT TO ALL W.W.T. SERVICE WATER VALVES FURNISHED BY WOLSELEY INDUSTRIAL GROUP. VALVES ARE LISTED IN THE BILL OF MATERIALS. | 100-15-A-O | 2FA18D8 | 1 | EA | 493.9
PETE | 5225543 | 10.524.246 | VALVE, GATE, 2.5" PRESS CLASS-150 LB, BODY-ASTM A216-WCB, END PREP-BE, HANDWHEEL OPERATOR, SERVICE-AIR, PRESS-150 PSIG, TEMP-115F, FOR PETERSBURG WATER TREATMENT. | 245WSWV000 | PARENT TO ALL W.W.T. SERVICE WATER VALVES FURNISHED BY WOLSELEY INDUSTRIAL GROUP. VALVES ARE LISTED IN THE BILL OF MATERIALS. | 11W-CB3NOTE:SCHED 40 - 2.5'' | SB1LD8 | 1 | EA | 282.38
PETE | 5225554 | 10.520.899 | REGULATOR, NPS-2 MR95H REGULATOR PROCESSING LEVELS, TAGS: 9PRV-WSW001 & 002, DIRECT OPERATED RELIEF VLV: , SIZE: NPS 2", SPRING RANGE 5 TO 80 PSI, FOR PETERSBURG WATER TREATMENT. | 245WSWV000 | PARENT TO ALL W.W.T. SERVICE WATER VALVES FURNISHED BY WOLSELEY INDUSTRIAL GROUP. VALVES ARE LISTED IN THE BILL OF MATERIALS. | M95H-3063-2439182 | SB1LE8 | 1 | EA | 22409.24
PETE | 5225555 | 10.533.174 | REGULATOR, NPS-1 MR95H REGULATOR PROCESSING LEVELS, TAGS: 9PRV-WSW003, 004,005,006,007. DIRECT OPERATED REGULATOR: , SIZE: NPS 1", SPRING RANGE 25 TO 75 PSI, FOR PETERSBURG WATER TREATMENT. | 245WSWV000 | PARENT TO ALL W.W.T. SERVICE WATER VALVES FURNISHED BY WOLSELEY INDUSTRIAL GROUP. VALVES ARE LISTED IN THE BILL OF MATERIALS. | M95H-3063-2330099 | 2FA25I50 | 1 | EA | 14589.5
PETE | 5225683 | 10.511.783 | VALVE, PLUG CONTROL, 3", PRESS. CLASS - 150 LB, BODY - ASTM A126B, END PREP - FFFE, SERVICE - BRINE WATER PRESS - 95 PSIG TEMP - 115F, FOR PETE WATER TREATMENT. | 245WSWV000 | PARENT TO ALL W.W.T. SERVICE WATER VALVES FURNISHED BY WOLSELEY INDUSTRIAL GROUP. VALVES ARE LISTED IN THE BILL OF MATERIALS. | 0611P61P6N-3 | 2FA18G9 | 2 | EA | 1185.38
PETE | 5225500 | 10.523.776 | VALVE, BUTTERFLY, RUBBER LINED, 6", PRESS CLASS-125 LB, BODY MATERIAL-ASTM A126-B, END PREP-FFTBEHT, SERVICE- CLARIFIED WATER, PRESS-135 PSIG, TEMP-115 F, ACT. TYPE-LEVER, FOR PETERSBURG WATER TREATMENT. | 245GSGV000 | PARENT TO ALL W.W.T. SLUDGE HANDLING VALVES FURNISHED BY WOLSELEY INDUSTRIAL GROUP. VALVES ARE LISTED IN THE BILL OF MATERIALS. | 397-575-6 | SB1LE11 | 4 | EA | 435.4
PETE | 5225494 | 10.536.057 | VALVE, CHECK, 4", PRESS CLASS-150 LB, BODY MATERIAL-DUCTILE IRON, END PREP-FFFE, SERV-WATER, PRESS-75, TEMP-115, RUBBER LINED FOR PETERSBURG WATER TREATMENT. | 245GSGV000 | PARENT TO ALL W.W.T. SLUDGE HANDLING VALVES FURNISHED BY WOLSELEY INDUSTRIAL GROUP. VALVES ARE LISTED IN THE BILL OF MATERIALS. | CFR-4-100-F1-DINR-NBR | SB1LE9 | 1 | EA | 2702.25
PETE | 5225664 | 10.525.265 | ACTUATOR, PNEUMATIC, USED ON 6" ABZ BUTTERLFY VALVES, FOR PETE WATER TREATMENT. | 245GSGV000 | PARENT TO ALL W.W.T. SLUDGE HANDLING VALVES FURNISHED BY WOLSELEY INDUSTRIAL GROUP. VALVES ARE LISTED IN THE BILL OF MATERIALS. | AC160SR-FAIL OPEN | 2FA18I3 | 2 | EA | 911.58
PETE | 5225675 | 10.503.088 | ACTUATOR, PNEUMATIC, 6" DOUBLE ACTING FOR FABRI 6" KNIFE GATE VALVE, FOR PETE WATER TREATMENT. | 245GSGV000 | PARENT TO ALL W.W.T. SLUDGE HANDLING VALVES FURNISHED BY WOLSELEY INDUSTRIAL GROUP. VALVES ARE LISTED IN THE BILL OF MATERIALS. | 6'' DOUBLE ACTING ACTUATOR | SB1LE6 | 2 | EA | 2715.74
PETE | 5225490 | 10.524.298 | VALVE, PLUG, 3", PRESS CLASS- 150 LB, BODY MATERIAL - ASTM A126-B, END PREP-FFFE, SERVICE-CLARIFIED WATER, PRESS-95, TEMP-115, LEVER OPERATOR, RUBBER LINED, NON-REMOVABLE LEVER HANDLE, FOR PETERSBURG WATER TREATMENT. | 245GSGV000 | PARENT TO ALL W.W.T. SLUDGE HANDLING VALVES FURNISHED BY WOLSELEY INDUSTRIAL GROUP. VALVES ARE LISTED IN THE BILL OF MATERIALS. | PEC-3-F1-CIS-T-CR*LV | SB1LE9 | 3 | EA | 5169.51
PETE | 5225518 | 10.523.797 | VALVE, CHECK, 3", PRESS CLASS-150 LB, BODY-ASTM D5685, GRADE 4 PRESSURE PIPE FITTINGS, END PREP-FFFE, SERVICE WATER, PRESS-50 PSIG, TEMP-115 F, RUBBER LINED, FOR PETERSBURG WATER TREATMENT. | 245GSGV000 | PARENT TO ALL W.W.T. SLUDGE HANDLING VALVES FURNISHED BY WOLSELEY INDUSTRIAL GROUP. VALVES ARE LISTED IN THE BILL OF MATERIALS. | 100-03-A-O | 2FA18D6 | 1 | EA | 1348.78
PETE | 5225533 | 10.500.250 | VALVE, GLOBE, 0.5", PRESS CLASS-900 LB, BODY-ASTM A105, END PREP-SWE, HANDWHEEL OPERATOR, SERVICE-WATER, PRESS-1750 PSIG, TEMP-115F, FOR PETERSBURG WATER TREATMENT. | 245GSGV000 | PARENT TO ALL W.W.T. SLUDGE HANDLING VALVES FURNISHED BY WOLSELEY INDUSTRIAL GROUP. VALVES ARE LISTED IN THE BILL OF MATERIALS. | 215S-FS3-NC | 2FA18E25 | 1 | EA | 42.26
PETE | 5225667 | 10.512.956 | ACTUATOR, PNEUMATIC, FOR 6" PLUG VALVE, FAIL CLOSE, FOR PETE WATER TREATMENT. | 245ZLDV000 | PARENT TO ALL W.W.T. THERMAL EVAP. VALVES FURNISHED BY WOLSELEY INDUSTRIAL GROUP. VALVES ARE LISTED IN THE BILL OF MATERIALS. | AC270SR-FAIL CLOSE | SB1LC7 | 1 | EA | 1789.88
PETE | 5225668 | 10.512.951 | ACTUATOR, PNEUMATIC, USED ON 4" XOMOX PLUG VALVES FOR PETE WATER TREATMENT. | 245ZLDV000 | PARENT TO ALL W.W.T. THERMAL EVAP. VALVES FURNISHED BY WOLSELEY INDUSTRIAL GROUP. VALVES ARE LISTED IN THE BILL OF MATERIALS. | AC140DA | 2FA18G13 | 2 | EA | 641.88
PETE | 5225669 | 10.503.087 | ACTUATOR, PNEUMATIC, USED ON 6" XOMOX PLUG VALVES FOR PETE WATER TREATMENT. | 245ZLDV000 | PARENT TO ALL W.W.T. THERMAL EVAP. VALVES FURNISHED BY WOLSELEY INDUSTRIAL GROUP. VALVES ARE LISTED IN THE BILL OF MATERIALS. | AC210DA | SB1LC7 | 1 | EA | 799.22
PETE | 5225678 | 10.525.271 | ACTUATOR, PNEUMATIC, FOR 2" PLUG VALVE, FAIL OPEN, FOR PETE WATER TREATMENT. | 245ZLDV000 | PARENT TO ALL W.W.T. THERMAL EVAP. VALVES FURNISHED BY WOLSELEY INDUSTRIAL GROUP. VALVES ARE LISTED IN THE BILL OF MATERIALS. | AC140SR-FAIL OPEN | 2FA18I9 | 1 | EA | 320.94
PETE | 5225679 | 10.506.714 | ACTUATOR, PNEUMATIC, FOR 3/4" BALL VALVE, FAIL CLOSED, FOR PETE WATER TREATMENT. | 245ZLDV000 | PARENT TO ALL W.W.T. THERMAL EVAP. VALVES FURNISHED BY WOLSELEY INDUSTRIAL GROUP. VALVES ARE LISTED IN THE BILL OF MATERIALS. | AC63SR | 2FA18A14 | 1 | EA | 70.82
PETE | 5225681 | 10.512.957 | ACTUATOR, PNEUMATIC, FOR 6" PLUG VALVE, FAIL OPEN, FOR PETE WATER TREATMENT. | 245ZLDV000 | PARENT TO ALL W.W.T. THERMAL EVAP. VALVES FURNISHED BY WOLSELEY INDUSTRIAL GROUP. VALVES ARE LISTED IN THE BILL OF MATERIALS. | AC270SR-FAIL OPEN | SB1LC7 | 1 | EA | 1789.88
PETE | 5613185 | 10.513.811 | BEARING, LINED COMP - 1- 1/2 SHAFT | 245ZLDV000 | PARENT TO ALL W.W.T. THERMAL EVAP. VALVES FURNISHED BY WOLSELEY INDUSTRIAL GROUP. VALVES ARE LISTED IN THE BILL OF MATERIALS. | 14B3351X012 | 2FA24G35 | 2 | EA | 84
PETE | 5613186 | 10.503.507 | BEARING, LINED COMP - 2-5/8 SHAFT | 245ZLDV000 | PARENT TO ALL W.W.T. THERMAL EVAP. VALVES FURNISHED BY WOLSELEY INDUSTRIAL GROUP. VALVES ARE LISTED IN THE BILL OF MATERIALS. | 14B3352X012 | 2FA24G35 | 2 | EA | 104
PETE | 5613189 | 10.525.724 | BEARING, VALVE LINED, COMP | 245ZLDV000 | PARENT TO ALL W.W.T. THERMAL EVAP. VALVES FURNISHED BY WOLSELEY INDUSTRIAL GROUP. VALVES ARE LISTED IN THE BILL OF MATERIALS. | 14B3353X012 | 2FA24G35 | 2 | EA | 104
PETE | 5613215 | 10.516.438 | DIAPHRAGM ASSY KIT, TYPE 32 | 245ZLDV000 | PARENT TO ALL W.W.T. THERMAL EVAP. VALVES FURNISHED BY WOLSELEY INDUSTRIAL GROUP. VALVES ARE LISTED IN THE BILL OF MATERIALS. | 24462-1 | 2FA24A22 | 1 | LT | 155
PETE | 5613224 | 10.513.174 | BALL/SHAFT ASSY, 1 V150-V300, 1/2 SHAFT, SPLINE | 245ZLDV000 | PARENT TO ALL W.W.T. THERMAL EVAP. VALVES FURNISHED BY WOLSELEY INDUSTRIAL GROUP. VALVES ARE LISTED IN THE BILL OF MATERIALS. | 29B9535X652 | 2FA24G34 | 1 | EA | 444
PETE | 5613229 | 10.499.904 | COVER ASSEMBLY, DOUBLE AND RA | 245ZLDV000 | PARENT TO ALL W.W.T. THERMAL EVAP. VALVES FURNISHED BY WOLSELEY INDUSTRIAL GROUP. VALVES ARE LISTED IN THE BILL OF MATERIALS. | 38B9580X022 | 2FA25A26 | 1 | ASY | 148
PETE | 5613230 | 10.525.487 | BALL/SHAFT ASSY, 1 1/2 V150-V300, 5/8 SHAFT, SPLINE | 245ZLDV000 | PARENT TO ALL W.W.T. THERMAL EVAP. VALVES FURNISHED BY WOLSELEY INDUSTRIAL GROUP. VALVES ARE LISTED IN THE BILL OF MATERIALS. | 39B9542X592 | 2FA24G33 | 1 | EA | 496
PETE | 5613258 | 10.525.723 | BEARING, LINED, COMP - ROTARY, 19, NPS 4, 3/4" SHAFT | 245ZLDV000 | PARENT TO ALL W.W.T. THERMAL EVAP. VALVES FURNISHED BY WOLSELEY INDUSTRIAL GROUP. VALVES ARE LISTED IN THE BILL OF MATERIALS. | GE23766X012 | 2FA24G31 | 2 | EA | 106
PETE | 5613266 | 10.528.518 | DISK, LINEAR, 8580, NPS4, 3/4" SHAFT | 245ZLDV000 | PARENT TO ALL W.W.T. THERMAL EVAP. VALVES FURNISHED BY WOLSELEY INDUSTRIAL GROUP. VALVES ARE LISTED IN THE BILL OF MATERIALS. | GE23790X012 | 2FA24G31 | 1 | EA | 510
PETE | 5613293 | 10.515.074 | BUSHING, ACTUATOR, LINED | 245ZLDV000 | PARENT TO ALL W.W.T. THERMAL EVAP. VALVES FURNISHED BY WOLSELEY INDUSTRIAL GROUP. VALVES ARE LISTED IN THE BILL OF MATERIALS. | GE27672X012 | 2FA24H31 | 2 | EA | 28
PETE | 5613295 | 10.516.110 | DIAPHRAGM, ACTUATOR | 245ZLDV000 | PARENT TO ALL W.W.T. THERMAL EVAP. VALVES FURNISHED BY WOLSELEY INDUSTRIAL GROUP. VALVES ARE LISTED IN THE BILL OF MATERIALS. | GE28042X012 | 2FA24C19 | 1 | EA | 74
PETE | 5613317 | 10.516.111 | DIAPHRAGM, ACTUATOR | 245ZLDV000 | PARENT TO ALL W.W.T. THERMAL EVAP. VALVES FURNISHED BY WOLSELEY INDUSTRIAL GROUP. VALVES ARE LISTED IN THE BILL OF MATERIALS. | GE31917X012 | 2FA24C22 | 1 | EA | 205
PETE | 5613320 | 10.527.383 | BUSHING, ACTUATOR | 245ZLDV000 | PARENT TO ALL W.W.T. THERMAL EVAP. VALVES FURNISHED BY WOLSELEY INDUSTRIAL GROUP. VALVES ARE LISTED IN THE BILL OF MATERIALS. | GE32316X012 | 2FA25F48 | 2 | EA | 106
PETE | 5012131 | 10.535.437 | SWITCH, LIMIT, WESTLOCK. | 245ZLDV000 | PARENT TO ALL W.W.T. THERMAL EVAP. VALVES FURNISHED BY WOLSELEY INDUSTRIAL GROUP. VALVES ARE LISTED IN THE BILL OF MATERIALS. | 2004N-BY | 2FA21A22 | 2 | EA | 398.68
PETE | 5013532 | 10.510.054 | PACKING SET | 245ZLDV000 | PARENT TO ALL W.W.T. THERMAL EVAP. VALVES FURNISHED BY WOLSELEY INDUSTRIAL GROUP. VALVES ARE LISTED IN THE BILL OF MATERIALS. | 12A8995X022 | 1FA11F36 | 1 | EA | 34
PETE | 5013533 | 10.178.554 | PACKING BOX RING | 245ZLDV000 | PARENT TO ALL W.W.T. THERMAL EVAP. VALVES FURNISHED BY WOLSELEY INDUSTRIAL GROUP. VALVES ARE LISTED IN THE BILL OF MATERIALS. | 16A6084X012 | 1FA11F36 | 2 | EA | 12
PETE | 5205284 | 10.516.673 | DXS SWITCHBOX, 316SST ENCLSOURE (2) DPDT GO SWITCHES, NAMUR 316SST SHAFT (2) 3/4" CONDUIT ENTRIES, SILICONE O-RINGS | 245ZLDV000 | PARENT TO ALL W.W.T. THERMAL EVAP. VALVES FURNISHED BY WOLSELEY INDUSTRIAL GROUP. VALVES ARE LISTED IN THE BILL OF MATERIALS. | DXSZ20GMES | 2FA22G22 | 1 | EA | 1333
PETE | 5225465 | 10.512.058 | VALVE, BALL, 1.5", PRESS CLASS 150 LB, BODY-ASTM A182 GRADE F 316 , END PREP-SWE, SERVICE-DEMIN WATER, PRESS-90 PSIG, TEMP-140 F, ACTUATOR TYPE-LEVER, USED AT PETE WATER TREATMENT. | 245ZLDV000 | PARENT TO ALL W.W.T. THERMAL EVAP. VALVES FURNISHED BY WOLSELEY INDUSTRIAL GROUP. VALVES ARE LISTED IN THE BILL OF MATERIALS. | 4D3600TT-1.5'' | 2FA18C17 | 1 | EA | 541.65
PETE | 5225467 | 10.536.400 | VALVE, BALL, 1", PRESS CLASS 150 LB, BODY-ASTM A182, GRADE F 316 (UNSS31600),, END PREP-SWE, SERVICE 0-50%, CAUSTIC SOLUTION, PRESS-10 PSIG, TEMP-115 F, ACTUATOR TYPE-LEVER, USED AT PETE WATER TREATMENT. | 245ZLDV000 | PARENT TO ALL W.W.T. THERMAL EVAP. VALVES FURNISHED BY WOLSELEY INDUSTRIAL GROUP. VALVES ARE LISTED IN THE BILL OF MATERIALS. | 4D3600TT-1'' | 2FA18C14 | 1 | EA | 232.26
PETE | 5225469 | 10.536.408 | VALVE, BALL, 3/4", PRESS CLASS 150 LB, BODY-ASTM A182, GRADE F 316 (UNSS31600), END PREP-SWE, SERVICE-0-50%, CAUSTIC SOLUTION, PRESS-110 PSIG, TEMP-115F, ACTUATOR TYPE-LEVER, USED AT PETE WATER TREATMENT. | 245ZLDV000 | PARENT TO ALL W.W.T. THERMAL EVAP. VALVES FURNISHED BY WOLSELEY INDUSTRIAL GROUP. VALVES ARE LISTED IN THE BILL OF MATERIALS. | 4D3600TT-3/4'' | 2FA18F25 | 1 | EA | 195.79
PETE | 5225471 | 10.523.739 | VALVE, BALL, 0.5", PRESS CLASS 150 LB, BODY-ASTM A182, GRADE F 316 (UNSS31600), END PREP-SWE, SERVICE- CHEMICAL, PRESS-110 PSIG, TEMP-115F, ACTUATOR TYPE-LEVER, USED AT PETE WATER TREATMENT. | 245ZLDV000 | PARENT TO ALL W.W.T. THERMAL EVAP. VALVES FURNISHED BY WOLSELEY INDUSTRIAL GROUP. VALVES ARE LISTED IN THE BILL OF MATERIALS. | 4D3600TT-1/2'' | 2FA18F25 | 1 | EA | 120.49
PETE | 5225475 | 10.536.138 | VALVE, KNIFE GATE, 6", RUBBER LINED, 150LB, DUCTILE IRON, END PREP-FFTBE, SERV-BRINE WTR, 95 PSIG, 130F, 150 CWP FABR. CS BODY, 2 NATURAL RUBBER SLEEVES, UHWM LINER, CS PACKING GLAND/ YOKE, 304 SS, FOR PETE WATER TREATMENT | 245ZLDV000 | PARENT TO ALL W.W.T. THERMAL EVAP. VALVES FURNISHED BY WOLSELEY INDUSTRIAL GROUP. VALVES ARE LISTED IN THE BILL OF MATERIALS. | MODEL 6'' FABRI 33PTDR | SB1LD10 | 1 | EA | 5622.9
PETE | 5225478 | 10.524.277 | VALVE, KNIFE GATE, 4", RUBBER LINED, WORMGEAR, 150LB, DUCTILE IRON, END PREP-FFTBE, SERV-BRINE WTR, 15 PSIG, 130F, 150 CWP FABR. CS BODY, 2 NATURAL RUBBER SLEEVES, UHWM LINER, CS PACKING GLAND/ YOKE, 304 SS STEM, FOR PETE WATER TREATMENT | 245ZLDV000 | PARENT TO ALL W.W.T. THERMAL EVAP. VALVES FURNISHED BY WOLSELEY INDUSTRIAL GROUP. VALVES ARE LISTED IN THE BILL OF MATERIALS. | MODEL 4'' FABRI 33PTDR | SB1LD10 | 1 | EA | 3433.17
PETE | 5225479 | 10.511.775 | VALVE, KNIFE GATE, 4", RUBBER LINED, 150LB, DUCTILE IRON, END PREP-FFTBE, SERV-BRINE WTR, 15 PSIG, 130F, 150 CWP FABR. CS BODY, 2 NATURAL RUBBER SLEEVES, UHWM LINER, CS PACKING GLAND/ YOKE, 304 SS STEM, FOR PETE WATER TREATMENT | 245ZLDV000 | PARENT TO ALL W.W.T. THERMAL EVAP. VALVES FURNISHED BY WOLSELEY INDUSTRIAL GROUP. VALVES ARE LISTED IN THE BILL OF MATERIALS. | MODEL 4'' FABRI 33PTDR | SB1LD10 | 1 | EA | 3279.5
PETE | 5225504 | 10.536.556 | VALVE, PLUG, 3", PRESS CLASS-150 LB, BODY-ASTM A126-B, DUPLEX SS, RFFE, TEFLON SPACER RINGS REQUIRED, END PREP-FFFE, LEVER, SERVICE-WATER, PRESS-10 PSIG, TEMP-115 F, FOR PETERSBURG WATER TREATMENT. | 245ZLDV000 | PARENT TO ALL W.W.T. THERMAL EVAP. VALVES FURNISHED BY WOLSELEY INDUSTRIAL GROUP. VALVES ARE LISTED IN THE BILL OF MATERIALS. | 067CCV WCB/CD4MCUN/PTFE W/LD | 2FA18J3 | 1 | EA | 2585.93
PETE | 5225508 | 10.536.555 | VALVE, PLUG, 0.75", PRESS CLASS-150 LB, BODY-ASTM A395, PFA LINED, GASKET REQUIRED, END PREP-FFFE, LEVER, SERVICE-DEMIN WATER, PRESS-150 PSIG, TEMP-130 F, FOR PETERSBURG WATER TREATMENT. | 245ZLDV000 | PARENT TO ALL W.W.T. THERMAL EVAP. VALVES FURNISHED BY WOLSELEY INDUSTRIAL GROUP. VALVES ARE LISTED IN THE BILL OF MATERIALS. | 0611P61P6W4 | 2FA18A3 | 1 | EA | 316.55
PETE | 5225556 | 10.502.680 | VALVE, ROTARY BALL, 2", SIZE 1, W/ACTUATOR, , PROCESS LEVEL 3, TAG: 9PCV-ZLD291A, AIR TO CLOSE, SPRING TO OPEN, TRAVEL: 90 DEG, RANGE 0 TO 29 PSI, COUNTER CLOCKWISE TO CLOSE, FAILS OPEN, FOR PETERSBURG WATER TREATMENT. | 245ZLDV000 | PARENT TO ALL W.W.T. THERMAL EVAP. VALVES FURNISHED BY WOLSELEY INDUSTRIAL GROUP. VALVES ARE LISTED IN THE BILL OF MATERIALS. | V150-1144-97476 & 2052-2507-634659 | SB1LE9 | 2 | EA | 10210.52
PETE | 5225557 | 10.536.378 | VALVE, SLIDING STEM, 1/2", SIZE 32, W/ACTUATOR, PROCESS LEVEL 3, TAG: 9FCV-ZLD316, AIR TO OPEN, SPRING TO CLOSE, TRAVEL: 1/2", RANGE 5 TO 15 PSI, PUSH DOWN TO CLOSE, FAILS CLOSED, FOR PETERSBURG WATER TREATMENT. | 245ZLDV000 | PARENT TO ALL W.W.T. THERMAL EVAP. VALVES FURNISHED BY WOLSELEY INDUSTRIAL GROUP. VALVES ARE LISTED IN THE BILL OF MATERIALS. | 24-1666-15379 & 32-1520-138419 | 2FA18I7 | 2 | EA | 5711.32
PETE | 5225558 | 10.536.396 | VALVE, ROTARY BALL, 1 1/2", SIZE 1, W/ACTUATOR, PROCESS LEVEL 3, TAG: 9LCV-ZLD271, RIGHT HAND MOUNTING SPRING AND DIAPHRAGM, TRAVEL: 90 DEG., RANGE 0 TO 29 PSI, COUNTER CLOCKWISE TO CLOSE, FAILS CLOSED, FOR PETERSBURG WATER TREATMENT. | 245ZLDV000 | PARENT TO ALL W.W.T. THERMAL EVAP. VALVES FURNISHED BY WOLSELEY INDUSTRIAL GROUP. VALVES ARE LISTED IN THE BILL OF MATERIALS. | V150-1144-97998 AND 2052-2507-160725 | SB1LC8 | 2 | EA | 9349.16
PETE | 5225559 | 10.523.736 | VALVE, ROTARY BALL, 1", SIZE 1, W/ACTUATOR, PROCESS LEVEL 3, TAG: 9TCV-ZLD407, RIGHT HAND MOUNTING, SPRING AND DIAPHRAGM, TRAVEL 90 DEG., RANGE 0 TO 29 PSI, COUNTER CLOCKWISE TO CLOSE, FAILS OPEN, FOR PETERSBURG WATER TREATMENT. | 245ZLDV000 | PARENT TO ALL W.W.T. THERMAL EVAP. VALVES FURNISHED BY WOLSELEY INDUSTRIAL GROUP. VALVES ARE LISTED IN THE BILL OF MATERIALS. | V150-1144-97816 & 2052-2507-160451 | SB1LC10 | 2 | EA | 9035.4
PETE | 5225560 | 10.512.054 | VALVE, ROTARY BALL, 1", SIZE 1, W/ACTUATOR, PROCESS LEVEL 3, TAG: 9TCV-ZLD408, LEFT HAND MOUNTING, SPRING AND DIAPHRAGM, TRAVEL: 90 DEG., RANGE 0 TO 29 PSI, COUNTER CLOCKWISE TO CLOSE, FAILS OPEN, FOR PETERSBURG WATER TREATMENT. | 245ZLDV000 | PARENT TO ALL W.W.T. THERMAL EVAP. VALVES FURNISHED BY WOLSELEY INDUSTRIAL GROUP. VALVES ARE LISTED IN THE BILL OF MATERIALS. | V150-1144-97824 & 2052-2507-442795 | SB1LC9 | 2 | EA | 9035.4
PETE | 5225561 | 10.523.737 | VALVE, ROTARY BALL, 1 1/2", SIZE 1, W/ACTUATOR, PROCESS LEVEL 3, TAG: 9LCV-ZLD272, LEFT HAND MOUNTING, SPRING AND DIAPHRAGM, 90 DEG., RANGE 0 TO 29 PSI, COUNTER CLOCKWISE TO CLOSE, FAILS CLOSED, FOR PETERSBURG WATER TREATMENT. | 245ZLDV000 | PARENT TO ALL W.W.T. THERMAL EVAP. VALVES FURNISHED BY WOLSELEY INDUSTRIAL GROUP. VALVES ARE LISTED IN THE BILL OF MATERIALS. | V150-1144-605468 & 2052-2507-328981 | SB1LE10 | 2 | EA | 9349.16
PETE | 5225562 | 10.536.433 | VALVE,BUTTERFLY, 4", SIZE 2, W/ACTUATOR, PROCESS LEVEL 3, TAG: 9PCV-ZLD261, RIGHT HAND MOUNTING SPRING AND DIAPHRAGM, TRAVEL: 90 DEG., RANGE 0 TO 29 PSI, CLOCKWISE TO CLOSE, FAILS OPEN, FOR PETERSBURG WATER TREATMENT. | 245ZLDV000 | PARENT TO ALL W.W.T. THERMAL EVAP. VALVES FURNISHED BY WOLSELEY INDUSTRIAL GROUP. VALVES ARE LISTED IN THE BILL OF MATERIALS. | 8520-2362-252744/2052-2507-1664256 | SB1LC9 | 2 | EA | 10053.64
PETE | 5225563 | 10.524.329 | VALVE, SLIDING STEM, 2", SIZE 40i, W/ACTUATOR, PROCESS LEVEL 3, TAG: 9PCV-ZLD291B, SPRING AND DIAPHRAGM, TRAVEL 1 1/8", RANGE 0 TO 33 PSI, DOWN TO CLOSE, FAILS CLOSED, FOR PETERSBURG WATER TREATMENT. | 245ZLDV000 | PARENT TO ALL W.W.T. THERMAL EVAP. VALVES FURNISHED BY WOLSELEY INDUSTRIAL GROUP. VALVES ARE LISTED IN THE BILL OF MATERIALS. | ET-76-133949/667-39-3841847 | SB1LC11 | 2 | EA | 14221.32
PETE | 5225565 | 10.520.109 | POSITIONER, MOUNTING, BRACKETS WITH NON-CONTACT MAGNET, FOR USE WITH FISHER FIELDVIEW DVC6200 AND BAUMANN VALVES TAGS 9FCV-ZLD316 AND 9FCV-ZLD315, ACTUATOR TYPE AND SIZE GROUP: 32,54,70, FOR PETERSBURG WATER TREATMENT. | 245ZLDV000 | PARENT TO ALL W.W.T. THERMAL EVAP. VALVES FURNISHED BY WOLSELEY INDUSTRIAL GROUP. VALVES ARE LISTED IN THE BILL OF MATERIALS. | MTG-225-1604068 | 2FA18B16 | 1 | EA | 162.81
PETE | 5225566 | 10.500.949 | POSITIONER, MOUNTING, BRACKETS WITH NON-CONTACT MAGNET, FOR USE WITH FISHER FIELDVIEW DVC6200 , ACTUATOR TYPE AND SIZE GROUP: 2052 SZ 1, FOR PETERSBURG WATER TREATMENT. | 245ZLDV000 | PARENT TO ALL W.W.T. THERMAL EVAP. VALVES FURNISHED BY WOLSELEY INDUSTRIAL GROUP. VALVES ARE LISTED IN THE BILL OF MATERIALS. | MTG-225-302475 | 2FA18A15 | 2 | EA | 325.62
PETE | 5225567 | 10.532.787 | POSITIONER, MOUNTING, BRACKETS WITH NON-CONTACT MAGNET FOR USE WITH FISHER FIELDVIEW DVC6200 AND FISHER VALVES TAGS: 9PCV-ZLD261,9PCV-ZLD262, ACTUATOR TYPE & SIZE GROUP: 2052 SZ 2 & 3, FOR PETERSBURG WATER TREATMENT. | 245ZLDV000 | PARENT TO ALL W.W.T. THERMAL EVAP. VALVES FURNISHED BY WOLSELEY INDUSTRIAL GROUP. VALVES ARE LISTED IN THE BILL OF MATERIALS. | MTG-225-320524 | 2FA18A16 | 1 | EA | 162.81
PETE | 5225568 | 10.520.110 | POSITIONER, MOUNTING, BRACKETS WITH NON-CONTACT MAGNET FOR USE WITH FISHER FIELDVIEW DVC6200 AND FISHER VALVES TAGS: 9PCV-ZLD291B,, ACTUATOR TYPE & SIZE GROUP: 657, 667, SZ 30,34,40,45,46,50,60, FOR PETERSBURG WATER TREATMENT. | 245ZLDV000 | PARENT TO ALL W.W.T. THERMAL EVAP. VALVES FURNISHED BY WOLSELEY INDUSTRIAL GROUP. VALVES ARE LISTED IN THE BILL OF MATERIALS. | MTG-225-4014259 | 2FA18A17 | 1 | EA | 128.79
PETE | 5225666 | 10.524.295 | VALVE, PLUG CONTROL, 6", PRESS. CLASS - 150 LB, BODY - DUCTILE IRON, END PREP - FFFE, SERVICE - BRINE WATER PRESS - 95 PSIG TEMP - 130F, FOR PETE WATER TREATMENT. | 245ZLDV000 | PARENT TO ALL W.W.T. THERMAL EVAP. VALVES FURNISHED BY WOLSELEY INDUSTRIAL GROUP. VALVES ARE LISTED IN THE BILL OF MATERIALS. | 0611P61P6N-6 | SB1LE5 | 2 | EA | 2892.66
PETE | 5225682 | 10.536.553 | VALVE, PLUG CONTROL, 4", PRESS. CLASS - 150 LB, BODY - DUCTILE IRON, END PREP - FFFE, SERVICE - BRINE WATER PRESS - 160 PSIG TEMP - 130F, FOR PETE WATER TREATMENT. | 245ZLDV000 | PARENT TO ALL W.W.T. THERMAL EVAP. VALVES FURNISHED BY WOLSELEY INDUSTRIAL GROUP. VALVES ARE LISTED IN THE BILL OF MATERIALS. | 0611P61P6N-4 | SB1LE6 | 2 | EA | 1665.78
PETE | 5225987 | 10.521.705 | SEAL KIT, VELAN MDL #UB150 | 245ZLDV000 | PARENT TO ALL W.W.T. THERMAL EVAP. VALVES FURNISHED BY WOLSELEY INDUSTRIAL GROUP. VALVES ARE LISTED IN THE BILL OF MATERIALS. | SKU2-S03-SSE | 2FA25A56 | 1 | LT | 33.14
PETE | 5225988 | 10.533.951 | SEAL KIT, VELAN MDL# UB150 | 245ZLDV000 | PARENT TO ALL W.W.T. THERMAL EVAP. VALVES FURNISHED BY WOLSELEY INDUSTRIAL GROUP. VALVES ARE LISTED IN THE BILL OF MATERIALS. | SKU2-S05-SSE | 2FA25A53 | 1 | LT | 41.14
PETE | 5225989 | 10.521.701 | RSBV SEAL KIT, VELAN MDL# UB150 | 245ZLDV000 | PARENT TO ALL W.W.T. THERMAL EVAP. VALVES FURNISHED BY WOLSELEY INDUSTRIAL GROUP. VALVES ARE LISTED IN THE BILL OF MATERIALS. | SKU2-S07-SSE | 2FA25A54 | 1 | LT | 75.43
PETE | 5225990 | 10.500.210 | RSVB SEAL KIT, VELAN MDL# UB150 | 245ZLDV000 | PARENT TO ALL W.W.T. THERMAL EVAP. VALVES FURNISHED BY WOLSELEY INDUSTRIAL GROUP. VALVES ARE LISTED IN THE BILL OF MATERIALS. | SKU2-S08-SSE | 2FA25A55 | 1 | LT | 124.57
PETE | 5225991 | 10.505.480 | STD TEMP SEAL KIT, MDL# QS0040 | 245ZLDV000 | PARENT TO ALL W.W.T. THERMAL EVAP. VALVES FURNISHED BY WOLSELEY INDUSTRIAL GROUP. VALVES ARE LISTED IN THE BILL OF MATERIALS. | VA902.90.524 | 2FA25I47 | 1 | LT | 202.45
PETE | 5225992 | 10.533.975 | STD TEMP SEAL KIT, VELAN MDL QS0200 ACTUATOR | 245ZLDV000 | PARENT TO ALL W.W.T. THERMAL EVAP. VALVES FURNISHED BY WOLSELEY INDUSTRIAL GROUP. VALVES ARE LISTED IN THE BILL OF MATERIALS. | VA902.90.544 | 2FA25I48 | 2 | LT | 618.4
PETE | 5225993 | 10.521.704 | STD TEMP SEAL KIT, VELAN MDL QS0065 ACTUATOR | 245ZLDV000 | PARENT TO ALL W.W.T. THERMAL EVAP. VALVES FURNISHED BY WOLSELEY INDUSTRIAL GROUP. VALVES ARE LISTED IN THE BILL OF MATERIALS. | VA902.90.564 | 2FA25I49 | 1 | LT | 229.45
PETE | 5613175 | 10.505.097 | PIN, GROOVE, TYPE 24, SIZE 2 | 245ZLDV000 | PARENT TO ALL W.W.T. THERMAL EVAP. VALVES FURNISHED BY WOLSELEY INDUSTRIAL GROUP. VALVES ARE LISTED IN THE BILL OF MATERIALS. | 11B0705X012 | 2FA24G36 | 2 | EA | 8
PETE | 5613176 | 10.509.622 | PACKING SET, V-RING, 1/2 X 7/8 | 245ZLDV000 | PARENT TO ALL W.W.T. THERMAL EVAP. VALVES FURNISHED BY WOLSELEY INDUSTRIAL GROUP. VALVES ARE LISTED IN THE BILL OF MATERIALS. | 12A9016X022 | 2FA24G36 | 1 | ST | 34
PETE | 5613177 | 10.510.744 | SHAFT, FOLLOWER, FISHER MDL V150,V200,V300 | 245ZLDV000 | PARENT TO ALL W.W.T. THERMAL EVAP. VALVES FURNISHED BY WOLSELEY INDUSTRIAL GROUP. VALVES ARE LISTED IN THE BILL OF MATERIALS. | 13B0336X012 | 2FA24G36 | 1 | EA | 60
PETE | 5613178 | 10.519.771 | PIN, GROOVE, TYPE 24 | 245ZLDV000 | PARENT TO ALL W.W.T. THERMAL EVAP. VALVES FURNISHED BY WOLSELEY INDUSTRIAL GROUP. VALVES ARE LISTED IN THE BILL OF MATERIALS. | 13B0345X012 | 2FA24G36 | 1 | EA | 5
PETE | 5613179 | 10.534.086 | SHAFT, FOLLOWER, | 245ZLDV000 | PARENT TO ALL W.W.T. THERMAL EVAP. VALVES FURNISHED BY WOLSELEY INDUSTRIAL GROUP. VALVES ARE LISTED IN THE BILL OF MATERIALS. | 13B6678X012 | 2FA24G36 | 2 | EA | 134
PETE | 5613192 | 10.519.542 | PACKING BOX RING, 1/2 SHAFT X 7/8 | 245ZLDV000 | PARENT TO ALL W.W.T. THERMAL EVAP. VALVES FURNISHED BY WOLSELEY INDUSTRIAL GROUP. VALVES ARE LISTED IN THE BILL OF MATERIALS. | 16A6082X012 | 2FA24G35 | 1 | EA | 9
PETE | 5613207 | 10.509.607 | PACKING BOX RING, 5/8 SHAFT X 1, SIZE 2 | 245ZLDV000 | PARENT TO ALL W.W.T. THERMAL EVAP. VALVES FURNISHED BY WOLSELEY INDUSTRIAL GROUP. VALVES ARE LISTED IN THE BILL OF MATERIALS. | 16A6083X012 | 2FA24G35 | 2 | EA | 20
PETE | 5613209 | 10.521.529 | SEAL/ GASKET ASSY, 4, 3/4" SHAFT | 245ZLDV000 | PARENT TO ALL W.W.T. THERMAL EVAP. VALVES FURNISHED BY WOLSELEY INDUSTRIAL GROUP. VALVES ARE LISTED IN THE BILL OF MATERIALS. | 17A7556X022 | 2FA24B21 | 1 | ASY | 415
PETE | 5613210 | 10.519.572 | PACKING, VALVE | 245ZLDV000 | PARENT TO ALL W.W.T. THERMAL EVAP. VALVES FURNISHED BY WOLSELEY INDUSTRIAL GROUP. VALVES ARE LISTED IN THE BILL OF MATERIALS. | 1R5795X0012 | 2FA24G32 | 2 | ST | 76
PETE | 5613214 | 10.520.460 | PLUG/STEM, BAL-- 2 15/16 PORT | 245ZLDV000 | PARENT TO ALL W.W.T. THERMAL EVAP. VALVES FURNISHED BY WOLSELEY INDUSTRIAL GROUP. VALVES ARE LISTED IN THE BILL OF MATERIALS. | 23B8617X062 | 2FA24H32 | 1 | EA | 815
PETE | 5613221 | 10.532.326 | PLUG/STEM S/A, FOR FISHER VALVES | 245ZLDV000 | PARENT TO ALL W.W.T. THERMAL EVAP. VALVES FURNISHED BY WOLSELEY INDUSTRIAL GROUP. VALVES ARE LISTED IN THE BILL OF MATERIALS. | 24893-101-577 | 2FA24H34 | 1 | EA | 660
PETE | 5613226 | 10.521.959 | I/P ASSY/SHROUD - SAPPHIRE ORIFICE IMPRVD SHROUD | 245ZLDV000 | PARENT TO ALL W.W.T. THERMAL EVAP. VALVES FURNISHED BY WOLSELEY INDUSTRIAL GROUP. VALVES ARE LISTED IN THE BILL OF MATERIALS. | 38B6041X152 | 2FA24G32 | 1 | ASY | 885
PETE | 5613235 | 10.506.423 | SHAFT, VALVE | 245ZLDV000 | PARENT TO ALL W.W.T. THERMAL EVAP. VALVES FURNISHED BY WOLSELEY INDUSTRIAL GROUP. VALVES ARE LISTED IN THE BILL OF MATERIALS. | 39B9547X472 | 2FA24H33 | 1 | EA | 532
PETE | 5613245 | 10.519.800 | PIN, TAPER, NO/3X1.750, NPS 4, 3/4" SHAFT | 245ZLDV000 | PARENT TO ALL W.W.T. THERMAL EVAP. VALVES FURNISHED BY WOLSELEY INDUSTRIAL GROUP. VALVES ARE LISTED IN THE BILL OF MATERIALS. | G11299X0032 | 2FA24G32 | 2 | EA | 64
PETE | 5613254 | 10.517.157 | GASKET, BLIND FLANGE - ROTARY 15 | 245ZLDV000 | PARENT TO ALL W.W.T. THERMAL EVAP. VALVES FURNISHED BY WOLSELEY INDUSTRIAL GROUP. VALVES ARE LISTED IN THE BILL OF MATERIALS. | GE21172X012 | 2FA24G31 | 1 | LT | 61.26
PETE | 5613288 | 10.522.217 | SHAFT, FOLLOWER, NPS 4, 3/4" SHAFT | 245ZLDV000 | PARENT TO ALL W.W.T. THERMAL EVAP. VALVES FURNISHED BY WOLSELEY INDUSTRIAL GROUP. VALVES ARE LISTED IN THE BILL OF MATERIALS. | GE23791X012 | 2FA24G31 | 1 | EA | 37
PETE | 5613292 | 10.520.223 | PIN, EXPANSION, NPS 4, 3/4" SHAFT | 245ZLDV000 | PARENT TO ALL W.W.T. THERMAL EVAP. VALVES FURNISHED BY WOLSELEY INDUSTRIAL GROUP. VALVES ARE LISTED IN THE BILL OF MATERIALS. | GE23792X012 | 2FA24G31 | 2 | EA | 260
PETE | 5613296 | 10.505.194 | SHAFT, DRIVE, SPLINE - ROTARY 19, NPS 4, 3/4" SHAFT | 245ZLDV000 | PARENT TO ALL W.W.T. THERMAL EVAP. VALVES FURNISHED BY WOLSELEY INDUSTRIAL GROUP. VALVES ARE LISTED IN THE BILL OF MATERIALS. | GE29227X012 | 2FA24B19 | 1 | EA | 205
PETE | 5613321 | 10.501.337 | SEAT RING | 245ZLDV000 | PARENT TO ALL W.W.T. THERMAL EVAP. VALVES FURNISHED BY WOLSELEY INDUSTRIAL GROUP. VALVES ARE LISTED IN THE BILL OF MATERIALS. | GG10658X022 | 2FA25F48 | 1 | EA | 180
PETE | 5613332 | 10.505.479 | KIT, REPAIR, V150,200,300 SEALS, TCM, 1" | 245ZLDV000 | PARENT TO ALL W.W.T. THERMAL EVAP. VALVES FURNISHED BY WOLSELEY INDUSTRIAL GROUP. VALVES ARE LISTED IN THE BILL OF MATERIALS. | RV150X00CA2 | 2FA24C11 | 1 | LT | 165
PETE | 5613354 | 10.533.971 | KIT, REPAIR, 150,200,300 SEALS, TCM, 1 1/2" | 245ZLDV000 | PARENT TO ALL W.W.T. THERMAL EVAP. VALVES FURNISHED BY WOLSELEY INDUSTRIAL GROUP. VALVES ARE LISTED IN THE BILL OF MATERIALS. | RV150X00CB2 | 2FA24C17 | 1 | LT | 170
PETE | 5613360 | 10.521.700 | KIT, REPAIR, V150,200,300 SEALS, AL6, 2" | 245ZLDV000 | PARENT TO ALL W.W.T. THERMAL EVAP. VALVES FURNISHED BY WOLSELEY INDUSTRIAL GROUP. VALVES ARE LISTED IN THE BILL OF MATERIALS. | RV150XHDAC2 | 2FA24B1 | 1 | LT | 645
PETE | 5613568 | 10.511.625 | KIT, ELASTOMER, FOR 10" FISHER CONTROL VALVE MODEL 8560 E-DISC, SIZE 70 1052, TYPE DVC6020, S/N 18489647. | 245ZLDV000 | PARENT TO ALL W.W.T. THERMAL EVAP. VALVES FURNISHED BY WOLSELEY INDUSTRIAL GROUP. VALVES ARE LISTED IN THE BILL OF MATERIALS. | 19B5402X012 | 2FA24C18 | 1 | LT | 103
PETE | 5613569 | 10.511.626 | KIT, MISC, SMALL HARDWARE, FOR 10" FISHER CONTROL VALVE MODEL 8560 E-DISC, SIZE 70 1052, TYPE DVC6020, S/N 18489647. | 245ZLDV000 | PARENT TO ALL W.W.T. THERMAL EVAP. VALVES FURNISHED BY WOLSELEY INDUSTRIAL GROUP. VALVES ARE LISTED IN THE BILL OF MATERIALS. | 19B5403X012 | 2FA24A16 | 1 | LT | 115
PETE | 5613570 | 10.504.546 | GAUGE, FOR 10" FISHER CONTROL VALVE MODEL 8560 E-DISC, SIZE 70 1052, TYPE DVC6020, S/N 18489647. | 245ZLDV000 | PARENT TO ALL W.W.T. THERMAL EVAP. VALVES FURNISHED BY WOLSELEY INDUSTRIAL GROUP. VALVES ARE LISTED IN THE BILL OF MATERIALS. | 18B7713X032 | 2FA22E2 | 1 | EA | 27.6
PETE | 5613571 | 10.510.490 | RELAY ASSY, FOR 10" FISHER CONTROL VALVE MODEL 8560 E-DISC, SIZE 70 1052, TYPE DVC6020, S/N 18489647. | 245ZLDV000 | PARENT TO ALL W.W.T. THERMAL EVAP. VALVES FURNISHED BY WOLSELEY INDUSTRIAL GROUP. VALVES ARE LISTED IN THE BILL OF MATERIALS. | 38B5786X132 | 2FA25G9 | 1 | EA | 430
PETE | 5225098 | 10.508.421 | GASKET, FULL FACE, 150#, 8" PIPE, 'J' | 245BA00000 | PARENT TO PETERSBURG PLANT WASTE WATER TREATMENT BOTTOM ASH SYSTEM. ASSOCIATED WITH THE N.P.D.E.S.( NATIONAL POLLUTANT DISCHARGE ELIMINATION SYSTEM), PUT N SERVICE APRIL 2017. | 408723-6 | 2FA25I45 | 2 | EA | 18.6
PETE | 5225063 | 10.513.876 | BEARING, SPHERICAL, 1.75" | 245BA00000 | PARENT TO PETERSBURG PLANT WASTE WATER TREATMENT BOTTOM ASH SYSTEM. ASSOCIATED WITH THE N.P.D.E.S.( NATIONAL POLLUTANT DISCHARGE ELIMINATION SYSTEM), PUT N SERVICE APRIL 2017. | 405247-1 | 2FA25F63 | 2 | EA | 336
PETE | 5225071 | 10.515.930 | CYLINDER, HYDRAULIC, 4" BORE X 20" STROKE | 245BA00000 | PARENT TO PETERSBURG PLANT WASTE WATER TREATMENT BOTTOM ASH SYSTEM. ASSOCIATED WITH THE N.P.D.E.S.( NATIONAL POLLUTANT DISCHARGE ELIMINATION SYSTEM), PUT N SERVICE APRIL 2017. | 43235-13 | SB1LE5 | 1 | EA | 1492
PETE | 5225077 | 10.526.171 | BEARING, RLR, FREE | 245BA00000 | PARENT TO PETERSBURG PLANT WASTE WATER TREATMENT BOTTOM ASH SYSTEM. ASSOCIATED WITH THE N.P.D.E.S.( NATIONAL POLLUTANT DISCHARGE ELIMINATION SYSTEM), PUT N SERVICE APRIL 2017. | 405104-4 | SB1LD6 | 2 | EA | 3472
PETE | 5225099 | 10.507.116 | BLOCK, CONTACT, 1NO/NC | 245BA00000 | PARENT TO PETERSBURG PLANT WASTE WATER TREATMENT BOTTOM ASH SYSTEM. ASSOCIATED WITH THE N.P.D.E.S.( NATIONAL POLLUTANT DISCHARGE ELIMINATION SYSTEM), PUT N SERVICE APRIL 2017. | 9001KAI | 2FA25G61 | 16 | EA | 720
PETE | 5225100 | 10.513.759 | BLOCK, CONTACT, 1NC | 245BA00000 | PARENT TO PETERSBURG PLANT WASTE WATER TREATMENT BOTTOM ASH SYSTEM. ASSOCIATED WITH THE N.P.D.E.S.( NATIONAL POLLUTANT DISCHARGE ELIMINATION SYSTEM), PUT N SERVICE APRIL 2017. | 42213-34 | 2FA25E64 | 30 | EA | 600
PETE | 5225087 | 10.500.835 | FITTING, GREASE, .25" NPT, STRT | 245BA00000 | PARENT TO PETERSBURG PLANT WASTE WATER TREATMENT BOTTOM ASH SYSTEM. ASSOCIATED WITH THE N.P.D.E.S.( NATIONAL POLLUTANT DISCHARGE ELIMINATION SYSTEM), PUT N SERVICE APRIL 2017. | 40702-8 | 2FA25G84 | 2 | EA | 7.6
PETE | 5225106 | 10.530.902 | LINK, CONNECTING, 30MM, DIA, 120 PITCH | 245BA00000 | PARENT TO PETERSBURG PLANT WASTE WATER TREATMENT BOTTOM ASH SYSTEM. ASSOCIATED WITH THE N.P.D.E.S.( NATIONAL POLLUTANT DISCHARGE ELIMINATION SYSTEM), PUT N SERVICE APRIL 2017. | 492525-3 | SB1NE6 | 36 | EA | 15078.23
PETE | 5721678 | 10.520.259 | PIPE, DURITE 10" I.D. DIA X 10" LONG | 245BA00000 | PARENT TO PETERSBURG PLANT WASTE WATER TREATMENT BOTTOM ASH SYSTEM. ASSOCIATED WITH THE N.P.D.E.S.( NATIONAL POLLUTANT DISCHARGE ELIMINATION SYSTEM), PUT N SERVICE APRIL 2017. | 170285-100 | SB1RE9 | 1 | EA | 713.9
PETE | 5225079 | 10.527.763 | GROOVE CLEANER, FRONT, RS, MDL 1530 | 245BA00000 | PARENT TO PETERSBURG PLANT WASTE WATER TREATMENT BOTTOM ASH SYSTEM. ASSOCIATED WITH THE N.P.D.E.S.( NATIONAL POLLUTANT DISCHARGE ELIMINATION SYSTEM), PUT N SERVICE APRIL 2017. | 492999-1 | 2FA25I53 | 1 | EA | 1360
PETE | 5225080 | 10.507.365 | GROOVE CLEANER, FRONT, LS, MDL 1530 | 245BA00000 | PARENT TO PETERSBURG PLANT WASTE WATER TREATMENT BOTTOM ASH SYSTEM. ASSOCIATED WITH THE N.P.D.E.S.( NATIONAL POLLUTANT DISCHARGE ELIMINATION SYSTEM), PUT N SERVICE APRIL 2017. | 492999-2 | 2FA25I55 | 1 | EA | 1486.96
PETE | 5225082 | 10.527.762 | GROOVE CLEANER, BACK, LS, MDL 1530, SFC | 245BA00000 | PARENT TO PETERSBURG PLANT WASTE WATER TREATMENT BOTTOM ASH SYSTEM. ASSOCIATED WITH THE N.P.D.E.S.( NATIONAL POLLUTANT DISCHARGE ELIMINATION SYSTEM), PUT N SERVICE APRIL 2017. | 493002-2 | 2FA25I54 | 1 | EA | 1360
PETE | 5225093 | 10.513.903 | BEARING, .38"ID, .62"OD, .62"LG | 245BA00000 | PARENT TO PETERSBURG PLANT WASTE WATER TREATMENT BOTTOM ASH SYSTEM. ASSOCIATED WITH THE N.P.D.E.S.( NATIONAL POLLUTANT DISCHARGE ELIMINATION SYSTEM), PUT N SERVICE APRIL 2017. | 40564-3 | 2FA25H84 | 2 | EA | 4.4
PETE | 5225136 | 10.520.351 | PUMP, SIZE 8X12-22L, 3000 GPM, 1785 RPM, 420 HD FT, MAT'L CD4, 19.8 IMP DIA. MAX DIA 22, S/N N207H939-2 | 245BA00000 | PARENT TO PETERSBURG PLANT WASTE WATER TREATMENT BOTTOM ASH SYSTEM. ASSOCIATED WITH THE N.P.D.E.S.( NATIONAL POLLUTANT DISCHARGE ELIMINATION SYSTEM), PUT N SERVICE APRIL 2017. | MODEL # 3409, ITEM #54674-25-204 |  | 0 | EA | 0
PETE | 5225069 | 10.509.113 | GUIDE, CHAIN RAMP, BENT SECT, MDL 1530 SFC | 245BA00000 | PARENT TO PETERSBURG PLANT WASTE WATER TREATMENT BOTTOM ASH SYSTEM. ASSOCIATED WITH THE N.P.D.E.S.( NATIONAL POLLUTANT DISCHARGE ELIMINATION SYSTEM), PUT N SERVICE APRIL 2017. | 493205 | SB1LA8 | 5 | EA | 5567
PETE | 5225107 | 10.518.599 | LINK, CONN, HDWE KIT, 30MM, DIA, 120 PIT TTH | 245BA00000 | PARENT TO PETERSBURG PLANT WASTE WATER TREATMENT BOTTOM ASH SYSTEM. ASSOCIATED WITH THE N.P.D.E.S.( NATIONAL POLLUTANT DISCHARGE ELIMINATION SYSTEM), PUT N SERVICE APRIL 2017. | 492525-3-1 | 2FA25F84 | 12 | LT | 820.85
PETE | 5225109 | 10.517.754 | GUIDE, CHAIN, BENT SECT, 1530 SFC | 245BA00000 | PARENT TO PETERSBURG PLANT WASTE WATER TREATMENT BOTTOM ASH SYSTEM. ASSOCIATED WITH THE N.P.D.E.S.( NATIONAL POLLUTANT DISCHARGE ELIMINATION SYSTEM), PUT N SERVICE APRIL 2017. | 493204 | SB1LA8 | 7 | EA | 6995.85
PETE | 5225103 | 10.527.258 | CHAIN, HV, 30MM X 120MM, 47 LINK | 245BA00000 | PARENT TO PETERSBURG PLANT WASTE WATER TREATMENT BOTTOM ASH SYSTEM. ASSOCIATED WITH THE N.P.D.E.S.( NATIONAL POLLUTANT DISCHARGE ELIMINATION SYSTEM), PUT N SERVICE APRIL 2017. | 492081-4 | BOTTOMASH | 18 | EA | 51124.45
PETE | 7004029 | 10.526.350 | BELT, V-DRIVE, CUT LENGTH- 48", TOP WIDTH- 1/2", GOODYEAR 4L480 OR EQUAL. | 245BA00000 | PARENT TO PETERSBURG PLANT WASTE WATER TREATMENT BOTTOM ASH SYSTEM. ASSOCIATED WITH THE N.P.D.E.S.( NATIONAL POLLUTANT DISCHARGE ELIMINATION SYSTEM), PUT N SERVICE APRIL 2017. | 4L480 | 1FA6B31 | 4 | EA | 19.64
PETE | 5205452 | 10.508.013 | ELEMENT, FILTER, USED ON PETE 1-4 BOTTOM ASH DEWATERING FLYGHT CONVEYOR HYDRAULIC POWER UNITS | 245BA00000 | PARENT TO PETERSBURG PLANT WASTE WATER TREATMENT BOTTOM ASH SYSTEM. ASSOCIATED WITH THE N.P.D.E.S.( NATIONAL POLLUTANT DISCHARGE ELIMINATION SYSTEM), PUT N SERVICE APRIL 2017. | V4051B6C05 | 2FA58A2 | 5 | EA | 713.17
PETE | 5225057 | 10.532.656 | RAIL, WEAR, 1"X4"X63.56", AR400 | 245BA00000 | PARENT TO PETERSBURG PLANT WASTE WATER TREATMENT BOTTOM ASH SYSTEM. ASSOCIATED WITH THE N.P.D.E.S.( NATIONAL POLLUTANT DISCHARGE ELIMINATION SYSTEM), PUT N SERVICE APRIL 2017. | 492159-2 | SB1LA7 | 2 | EA | 808
PETE | 5225061 | 10.516.313 | ELBOW, 12", 90 DEG, DUR-ROK | 245BA00000 | PARENT TO PETERSBURG PLANT WASTE WATER TREATMENT BOTTOM ASH SYSTEM. ASSOCIATED WITH THE N.P.D.E.S.( NATIONAL POLLUTANT DISCHARGE ELIMINATION SYSTEM), PUT N SERVICE APRIL 2017. | 171042-10 | SB1LD5 | 1 | EA | 4201.03
PETE | 5225067 | 10.506.865 | KIT, INCL. BEARING & STABILIZING RING | 245BA00000 | PARENT TO PETERSBURG PLANT WASTE WATER TREATMENT BOTTOM ASH SYSTEM. ASSOCIATED WITH THE N.P.D.E.S.( NATIONAL POLLUTANT DISCHARGE ELIMINATION SYSTEM), PUT N SERVICE APRIL 2017. | 405104-1 | SB1LA6 | 1 | LT | 5432
PETE | 5225068 | 10.534.659 | SPROCKET, #120, 9TTH, 7.5" BORE | 245BA00000 | PARENT TO PETERSBURG PLANT WASTE WATER TREATMENT BOTTOM ASH SYSTEM. ASSOCIATED WITH THE N.P.D.E.S.( NATIONAL POLLUTANT DISCHARGE ELIMINATION SYSTEM), PUT N SERVICE APRIL 2017. | 36457-7 | SB1LF4 | 2 | EA | 13540.28
PETE | 5225070 | 10.532.250 | PLATE, LAMELLA, PVC, 48"X48"X.1875" THK | 245BA00000 | PARENT TO PETERSBURG PLANT WASTE WATER TREATMENT BOTTOM ASH SYSTEM. ASSOCIATED WITH THE N.P.D.E.S.( NATIONAL POLLUTANT DISCHARGE ELIMINATION SYSTEM), PUT N SERVICE APRIL 2017. | 493513 | SB1LA7 | 2 | EA | 290
PETE | 5225074 | 10.500.064 | WHEEL, IDLER, DRY RETURN, 30MM, MACH | 245BA00000 | PARENT TO PETERSBURG PLANT WASTE WATER TREATMENT BOTTOM ASH SYSTEM. ASSOCIATED WITH THE N.P.D.E.S.( NATIONAL POLLUTANT DISCHARGE ELIMINATION SYSTEM), PUT N SERVICE APRIL 2017. | 493450-1 | SB1LB6 | 2 | EA | 7128
PETE | 5225075 | 10.522.994 | POINTER, TENSIONER ASSEMBLY, RS, 30MM | 245BA00000 | PARENT TO PETERSBURG PLANT WASTE WATER TREATMENT BOTTOM ASH SYSTEM. ASSOCIATED WITH THE N.P.D.E.S.( NATIONAL POLLUTANT DISCHARGE ELIMINATION SYSTEM), PUT N SERVICE APRIL 2017. | 492913 | 2FA25G84 | 1 | EA | 83
PETE | 5225076 | 10.511.851 | TRANSDUCER, LINEAR DISPL | 245BA00000 | PARENT TO PETERSBURG PLANT WASTE WATER TREATMENT BOTTOM ASH SYSTEM. ASSOCIATED WITH THE N.P.D.E.S.( NATIONAL POLLUTANT DISCHARGE ELIMINATION SYSTEM), PUT N SERVICE APRIL 2017. | 42963-4 | 2FA60A | 1 | EA | 1434
PETE | 5225078 | 10.511.662 | SWITCH, SLOW SPEED, 115V, NEMA, 4XSS W/O DSC | 245BA00000 | PARENT TO PETERSBURG PLANT WASTE WATER TREATMENT BOTTOM ASH SYSTEM. ASSOCIATED WITH THE N.P.D.E.S.( NATIONAL POLLUTANT DISCHARGE ELIMINATION SYSTEM), PUT N SERVICE APRIL 2017. | 42834-7-3-2 | 2FA25I35 | 1 | EA | 3113.86
PETE | 5225081 | 10.525.972 | KIT, INCL. BEARING & STABILIZING RING | 245BA00000 | PARENT TO PETERSBURG PLANT WASTE WATER TREATMENT BOTTOM ASH SYSTEM. ASSOCIATED WITH THE N.P.D.E.S.( NATIONAL POLLUTANT DISCHARGE ELIMINATION SYSTEM), PUT N SERVICE APRIL 2017. | 405104-3 | SB1LB6 | 1 | EA | 1736
PETE | 5225084 | 10.524.131 | LOCKWASHER, HLCL SPRING, .38", ZINC PLTD | 245BA00000 | PARENT TO PETERSBURG PLANT WASTE WATER TREATMENT BOTTOM ASH SYSTEM. ASSOCIATED WITH THE N.P.D.E.S.( NATIONAL POLLUTANT DISCHARGE ELIMINATION SYSTEM), PUT N SERVICE APRIL 2017. | 46289-375 | 2FA25G84 | 8 | EA | 8.8
PETE | 5225085 | 10.505.148 | PLATE, TARGET, W/MAGNETS | 245BA00000 | PARENT TO PETERSBURG PLANT WASTE WATER TREATMENT BOTTOM ASH SYSTEM. ASSOCIATED WITH THE N.P.D.E.S.( NATIONAL POLLUTANT DISCHARGE ELIMINATION SYSTEM), PUT N SERVICE APRIL 2017. | 493423 | 2FA25C55 | 1 | EA | 476.16
PETE | 5225086 | 10.521.884 | SEAL, OIL, SHAFT SIZE = .375" | 245BA00000 | PARENT TO PETERSBURG PLANT WASTE WATER TREATMENT BOTTOM ASH SYSTEM. ASSOCIATED WITH THE N.P.D.E.S.( NATIONAL POLLUTANT DISCHARGE ELIMINATION SYSTEM), PUT N SERVICE APRIL 2017. | 40615-70 | 2FA25G84 | 1 | EA | 9.88
PETE | 5225088 | 10.533.677 | SEAL, LIP, 130MM X 160MM X 15MM | 245BA00000 | PARENT TO PETERSBURG PLANT WASTE WATER TREATMENT BOTTOM ASH SYSTEM. ASSOCIATED WITH THE N.P.D.E.S.( NATIONAL POLLUTANT DISCHARGE ELIMINATION SYSTEM), PUT N SERVICE APRIL 2017. | 563315 | 2FA25B55 | 8 | EA | 128.68
PETE | 5225091 | 10.523.053 | SWITCH KIT, PROX (2)GO 880 SERIES, 10"/12"/14" | 245BA00000 | PARENT TO PETERSBURG PLANT WASTE WATER TREATMENT BOTTOM ASH SYSTEM. ASSOCIATED WITH THE N.P.D.E.S.( NATIONAL POLLUTANT DISCHARGE ELIMINATION SYSTEM), PUT N SERVICE APRIL 2017. | 3531-200 | 2FA25B54 | 2 | LT | 1582
PETE | 5225094 | 10.511.588 | SPRING TUBE, 5/8" X 1.37" X 1.75" LG, ALUMINUM | 245BA00000 | PARENT TO PETERSBURG PLANT WASTE WATER TREATMENT BOTTOM ASH SYSTEM. ASSOCIATED WITH THE N.P.D.E.S.( NATIONAL POLLUTANT DISCHARGE ELIMINATION SYSTEM), PUT N SERVICE APRIL 2017. | 401020-2 | 2FA25H84 | 4 | EA | 38.8
PETE | 5225095 | 10.505.505 | SEAL, LIP, METRIC | 245BA00000 | PARENT TO PETERSBURG PLANT WASTE WATER TREATMENT BOTTOM ASH SYSTEM. ASSOCIATED WITH THE N.P.D.E.S.( NATIONAL POLLUTANT DISCHARGE ELIMINATION SYSTEM), PUT N SERVICE APRIL 2017. | 406124-2 | 2FA25F84 | 2 | EA | 186.06
PETE | 5225096 | 10.534.641 | SPRING, TUBE, .62ID X 1.37OD X 1.75L, ALUMINUM | 245BA00000 | PARENT TO PETERSBURG PLANT WASTE WATER TREATMENT BOTTOM ASH SYSTEM. ASSOCIATED WITH THE N.P.D.E.S.( NATIONAL POLLUTANT DISCHARGE ELIMINATION SYSTEM), PUT N SERVICE APRIL 2017. | 401020-3 | 2FA25E84 | 4 | EA | 38.4
PETE | 5225097 | 10.517.170 | GASKET, FULL FACE, 150#, 6" PIPE, 'J' | 245BA00000 | PARENT TO PETERSBURG PLANT WASTE WATER TREATMENT BOTTOM ASH SYSTEM. ASSOCIATED WITH THE N.P.D.E.S.( NATIONAL POLLUTANT DISCHARGE ELIMINATION SYSTEM), PUT N SERVICE APRIL 2017. | 408723-5 | 2FA25D55 | 6 | EA | 75
PETE | 5225101 | 10.518.708 | MAGNET, TRANSDUCER LINEAR POSITION | 245BA00000 | PARENT TO PETERSBURG PLANT WASTE WATER TREATMENT BOTTOM ASH SYSTEM. ASSOCIATED WITH THE N.P.D.E.S.( NATIONAL POLLUTANT DISCHARGE ELIMINATION SYSTEM), PUT N SERVICE APRIL 2017. | 42963-5 | 2FA25E84 | 1 | EA | 54
PETE | 5225102 | 10.519.618 | LOCKNUT, PRVTRQ, 1-8, CS/CAD | 245BA00000 | PARENT TO PETERSBURG PLANT WASTE WATER TREATMENT BOTTOM ASH SYSTEM. ASSOCIATED WITH THE N.P.D.E.S.( NATIONAL POLLUTANT DISCHARGE ELIMINATION SYSTEM), PUT N SERVICE APRIL 2017. | 460427-1000 | 2FA25E84 | 12 | EA | 19.2
PETE | 5225104 | 10.519.964 | PLATE, WEAR, 20.5, MAX TYPE SFC, MOD 1526 | 245BA00000 | PARENT TO PETERSBURG PLANT WASTE WATER TREATMENT BOTTOM ASH SYSTEM. ASSOCIATED WITH THE N.P.D.E.S.( NATIONAL POLLUTANT DISCHARGE ELIMINATION SYSTEM), PUT N SERVICE APRIL 2017. | 492108-2 | SB1OE3 | 2 | EA | 1436
PETE | 5225105 | 10.504.849 | RAIL, WEAR, 1" X 4" X 12", AR400 | 245BA00000 | PARENT TO PETERSBURG PLANT WASTE WATER TREATMENT BOTTOM ASH SYSTEM. ASSOCIATED WITH THE N.P.D.E.S.( NATIONAL POLLUTANT DISCHARGE ELIMINATION SYSTEM), PUT N SERVICE APRIL 2017. | 492125-2 | 2FA25C43 | 2 | EA | 370
PETE | 5225108 | 10.530.013 | GASKET, 26"X30"X .12" THK, EPDM RUBBER | 245BA00000 | PARENT TO PETERSBURG PLANT WASTE WATER TREATMENT BOTTOM ASH SYSTEM. ASSOCIATED WITH THE N.P.D.E.S.( NATIONAL POLLUTANT DISCHARGE ELIMINATION SYSTEM), PUT N SERVICE APRIL 2017. | 493007 | 2FA25I51 | 6 | EA | 414
PETE | 5225997 | 10.523.252 | SWITCH-SLOW SPEED, 115V, 8" DSC, NEMA 4X ENCL | 245BA00000 | PARENT TO PETERSBURG PLANT WASTE WATER TREATMENT BOTTOM ASH SYSTEM. ASSOCIATED WITH THE N.P.D.E.S.( NATIONAL POLLUTANT DISCHARGE ELIMINATION SYSTEM), PUT N SERVICE APRIL 2017. | 42834-7-1 | 2FA60B | 3 | EA | 6656
PETE | 5225998 | 10.536.034 | TRANSMITTER, LEVEL, ULTRASONIC | 245BA00000 | PARENT TO PETERSBURG PLANT WASTE WATER TREATMENT BOTTOM ASH SYSTEM. ASSOCIATED WITH THE N.P.D.E.S.( NATIONAL POLLUTANT DISCHARGE ELIMINATION SYSTEM), PUT N SERVICE APRIL 2017. | 34637-0-0-1 | 2FA25B42 | 1 | EA | 2267
PETE | 5205267 | 10.508.587 | GAUGE, 4 1/2", 1279, SS, 1/2" NPT LOWER, RANGE 0-160 PSI | 245ACA0000 | PARENT TO PETERSBURG PLANT WASTE WATER TREATMENT COMPRESSED AIR SYSTEM. ASSOCIATED WITH THE N.P.D.E.S.( NATIONAL POLLUTANT DISCHARGE ELIMINATION SYSTEM), PUT N SERVICE APRIL 2017. | 45-1279-SS-04L-XLLSGNH-0/160 PSI (G) | 2FA22B22 | 1 | EA | 183.7
PETE | 6011315 | 10.510.194 | RELAY, KUEP, FORM X, | 245DCS0000 | PARENT TO PETERSBURG PLANT WASTE WATER TREATMENT DISTRIBUTED CONTROLS SYSTEM. ASSOCIATED WITH THE N.P.D.E.S.( NATIONAL POLLUTANT DISCHARGE ELIMINATION SYSTEM), PUT N SERVICE APRIL 2017. | 4960A71H05 | 1FA5D63 | 9 | EA | 90
PETE | 6011305 | 10.504.862 | MODULE, EMOD, RELAY BASE ASSY., FOR PETE #1 EMERSON OVATION CONTROL SYSTEM/HSS 7 GAS FUEL SYSTEM. | 245DCS0000 | PARENT TO PETERSBURG PLANT WASTE WATER TREATMENT DISTRIBUTED CONTROLS SYSTEM. ASSOCIATED WITH THE N.P.D.E.S.( NATIONAL POLLUTANT DISCHARGE ELIMINATION SYSTEM), PUT N SERVICE APRIL 2017. | 1C31219G01 | 1FA5E63 | 2 | EA | 2944
PETE | 6011225 | 10.525.538 | RELAY BASE W FUSING KUEP X | 245DCS0000 | PARENT TO PETERSBURG PLANT WASTE WATER TREATMENT DISTRIBUTED CONTROLS SYSTEM. ASSOCIATED WITH THE N.P.D.E.S.( NATIONAL POLLUTANT DISCHARGE ELIMINATION SYSTEM), PUT N SERVICE APRIL 2017. | 5X00430G04 | 2FA25ENDC | 2 | EA | 5733
PETE | 6011417 | 10.514.717 | CABLE, EXPANDED I/O BUS, 20", FOR HSS 7 GAS FUEL SYSTEM. | 245DCS0000 | PARENT TO PETERSBURG PLANT WASTE WATER TREATMENT DISTRIBUTED CONTROLS SYSTEM. ASSOCIATED WITH THE N.P.D.E.S.( NATIONAL POLLUTANT DISCHARGE ELIMINATION SYSTEM), PUT N SERVICE APRIL 2017. | 12A0028G01 | 1FA5I62 | 1 | EA | 429
PETE | 6011328 | 10.499.934 | CONNECTORS, I/O BASE, FOR PETE #1 EMERSON OVATION CONTROL SYSTEM/HSS 7 GAS FUEL SYSTEM. | 245DCS0000 | PARENT TO PETERSBURG PLANT WASTE WATER TREATMENT DISTRIBUTED CONTROLS SYSTEM. ASSOCIATED WITH THE N.P.D.E.S.( NATIONAL POLLUTANT DISCHARGE ELIMINATION SYSTEM), PUT N SERVICE APRIL 2017. | 5X00334G01 | 1FA4A35 | 4 | EA | 3924
PETE | 6011309 | 10.519.229 | MODULE, EMOD, DIGITAL INPUT, 125V DIFF, FOR PETE #1 EMERSON OVATION CONTROL SYSTEM/HSS 7 GAS FUEL SYSTEM. | 245DCS0000 | PARENT TO PETERSBURG PLANT WASTE WATER TREATMENT DISTRIBUTED CONTROLS SYSTEM. ASSOCIATED WITH THE N.P.D.E.S.( NATIONAL POLLUTANT DISCHARGE ELIMINATION SYSTEM), PUT N SERVICE APRIL 2017. | 1C31232G03 | 1FA5C57 | 2 | EA | 3717.41
PETE | 6011326 | 10.531.116 | MODULE, EMOD, AO, HART (4), ISO, FOR PETE #1 EMERSON OVATION CONTROL SYSTEM/HSS 7 GAS FUEL SYSTEM. | 245DCS0000 | PARENT TO PETERSBURG PLANT WASTE WATER TREATMENT DISTRIBUTED CONTROLS SYSTEM. ASSOCIATED WITH THE N.P.D.E.S.( NATIONAL POLLUTANT DISCHARGE ELIMINATION SYSTEM), PUT N SERVICE APRIL 2017. | 5X00167G01 | 1FA5B53 | 2 | EA | 7723.5
PETE | 6011414 | 10.529.593 | FUSE, .050A, | 245DCS0000 | PARENT TO PETERSBURG PLANT WASTE WATER TREATMENT DISTRIBUTED CONTROLS SYSTEM. ASSOCIATED WITH THE N.P.D.E.S.( NATIONAL POLLUTANT DISCHARGE ELIMINATION SYSTEM), PUT N SERVICE APRIL 2017. | 1X00030H04 | 1FA5I61 | 40 | EA | 346
PETE | 6011220 | 10.519.248 | LCD COLOR MONITOR, 24" | 245DCS0000 | PARENT TO PETERSBURG PLANT WASTE WATER TREATMENT DISTRIBUTED CONTROLS SYSTEM. ASSOCIATED WITH THE N.P.D.E.S.( NATIONAL POLLUTANT DISCHARGE ELIMINATION SYSTEM), PUT N SERVICE APRIL 2017. | 1X00920H01 | 2FA25ENDB | 1 | EA | 598
PETE | 6011221 | 10.533.830 | ROUTER, MODEL 2901 | 245DCS0000 | PARENT TO PETERSBURG PLANT WASTE WATER TREATMENT DISTRIBUTED CONTROLS SYSTEM. ASSOCIATED WITH THE N.P.D.E.S.( NATIONAL POLLUTANT DISCHARGE ELIMINATION SYSTEM), PUT N SERVICE APRIL 2017. | 1X00474G06 | 2FA25ENDA | 1 | EA | 3456
PETE | 6011222 | 10.519.240 | OCR 1100 SFP MODULE - LC | 245DCS0000 | PARENT TO PETERSBURG PLANT WASTE WATER TREATMENT DISTRIBUTED CONTROLS SYSTEM. ASSOCIATED WITH THE N.P.D.E.S.( NATIONAL POLLUTANT DISCHARGE ELIMINATION SYSTEM), PUT N SERVICE APRIL 2017. | 1X00832H01L | 1FA5I61 | 1 | EA | 741
PETE | 6011223 | 10.511.206 | ETHERNET SW, SPARE PARTS | 245DCS0000 | PARENT TO PETERSBURG PLANT WASTE WATER TREATMENT DISTRIBUTED CONTROLS SYSTEM. ASSOCIATED WITH THE N.P.D.E.S.( NATIONAL POLLUTANT DISCHARGE ELIMINATION SYSTEM), PUT N SERVICE APRIL 2017. | 1X00927G042 | 2FA25ENDB | 1 | EA | 1248
PETE | 6011224 | 10.516.927 | Pmod, DI 16 FUSE | 245DCS0000 | PARENT TO PETERSBURG PLANT WASTE WATER TREATMENT DISTRIBUTED CONTROLS SYSTEM. ASSOCIATED WITH THE N.P.D.E.S.( NATIONAL POLLUTANT DISCHARGE ELIMINATION SYSTEM), PUT N SERVICE APRIL 2017. | 5X00034G01 | 2FA25C56 | 5 | EA | 2485
PETE | 6011226 | 10.518.784 | MODULE, OCR 1100 CPU - FIBER | 245DCS0000 | PARENT TO PETERSBURG PLANT WASTE WATER TREATMENT DISTRIBUTED CONTROLS SYSTEM. ASSOCIATED WITH THE N.P.D.E.S.( NATIONAL POLLUTANT DISCHARGE ELIMINATION SYSTEM), PUT N SERVICE APRIL 2017. | 5X00481G02 | 2FA25B56 | 1 | EA | 14499
PETE | 6011227 | 10.509.650 | MODULE, HP M750 CLR PTR | 245DCS0000 | PARENT TO PETERSBURG PLANT WASTE WATER TREATMENT DISTRIBUTED CONTROLS SYSTEM. ASSOCIATED WITH THE N.P.D.E.S.( NATIONAL POLLUTANT DISCHARGE ELIMINATION SYSTEM), PUT N SERVICE APRIL 2017. | 5X00677G02 | 2FA25END | 1 | EA | 4579
PETE | 6011300 | 10.523.424 | TERMINATOR, BRANCH, LEFT, FOR PETE #1 EMERSON OVATION CONTROL SYSTEM./HSS GAS FUEL SYSTEM. | 245DCS0000 | PARENT TO PETERSBURG PLANT WASTE WATER TREATMENT DISTRIBUTED CONTROLS SYSTEM. ASSOCIATED WITH THE N.P.D.E.S.( NATIONAL POLLUTANT DISCHARGE ELIMINATION SYSTEM), PUT N SERVICE APRIL 2017. | 1B30023H01 | 1FA5E66 | 2 | EA | 340
PETE | 6011301 | 10.511.348 | TERMINATOR, BRANCH, RIGHT, FOR PETE #1 EMERSON OVATION CONTROL SYSTEM/HSS 7 GAS FUEL SYSTEM. | 245DCS0000 | PARENT TO PETERSBURG PLANT WASTE WATER TREATMENT DISTRIBUTED CONTROLS SYSTEM. ASSOCIATED WITH THE N.P.D.E.S.( NATIONAL POLLUTANT DISCHARGE ELIMINATION SYSTEM), PUT N SERVICE APRIL 2017. | 1B30023H02 | 1FA5E66 | 2 | EA | 340
PETE | 6011313 | 10.510.316 | POWER SUPPLY, EITHER WAN MEDIA RACK, FOR PETE #1 EMERSON OVATION CONTROL SYSTEM. | 245DCS0000 | PARENT TO PETERSBURG PLANT WASTE WATER TREATMENT DISTRIBUTED CONTROLS SYSTEM. ASSOCIATED WITH THE N.P.D.E.S.( NATIONAL POLLUTANT DISCHARGE ELIMINATION SYSTEM), PUT N SERVICE APRIL 2017. | 1X00530H02 | 1FA5J4 | 1 | EA | 160
PETE | 6011314 | 10.520.102 | PANEL, TRANSITION, ROP, FOR PETE #1 EMERSON OVATION CONTROL SYSTEM/HSS 7 GAS FUEL SYSTEM. | 245DCS0000 | PARENT TO PETERSBURG PLANT WASTE WATER TREATMENT DISTRIBUTED CONTROLS SYSTEM. ASSOCIATED WITH THE N.P.D.E.S.( NATIONAL POLLUTANT DISCHARGE ELIMINATION SYSTEM), PUT N SERVICE APRIL 2017. | 3A99266G01 | 1FA5A56 | 1 | EA | 2099
PETE | 6011318 | 10.535.545 | SWITCH, AC STATIC. | 245DCS0000 | PARENT TO PETERSBURG PLANT WASTE WATER TREATMENT DISTRIBUTED CONTROLS SYSTEM. ASSOCIATED WITH THE N.P.D.E.S.( NATIONAL POLLUTANT DISCHARGE ELIMINATION SYSTEM), PUT N SERVICE APRIL 2017. | 5A26474H01 | 1FA5C54 | 2 | EA | 2694
PETE | 6011343 | 10.532.837 | POWER SUPPLY, DISTRIBUTION ASSEMBLY, FOR PETE #2 EMERSON OVATION CONTROL SYSTEM/HSS 7 GAS FUEL SYSTEM. | 245DCS0000 | PARENT TO PETERSBURG PLANT WASTE WATER TREATMENT DISTRIBUTED CONTROLS SYSTEM. ASSOCIATED WITH THE N.P.D.E.S.( NATIONAL POLLUTANT DISCHARGE ELIMINATION SYSTEM), PUT N SERVICE APRIL 2017. | 5X00489G01 | 2FA9B11 | 2 | EA | 2482.66
PETE | 6011345 | 10.531.049 | MODULE, OCR 1100 IOIC, FOR PETE #2 EMERSON OVATION CONTROL SYSTEM/HSS 7 GAS FUEL SYSTEM. | 245DCS0000 | PARENT TO PETERSBURG PLANT WASTE WATER TREATMENT DISTRIBUTED CONTROLS SYSTEM. ASSOCIATED WITH THE N.P.D.E.S.( NATIONAL POLLUTANT DISCHARGE ELIMINATION SYSTEM), PUT N SERVICE APRIL 2017. | 5X00226G03 | 2FA9C11 | 2 | EA | 7488
PETE | 6011419 | 10.506.848 | RELAY BASE W FUSING G2R (ON-BOARD POWER) | 245DCS0000 | PARENT TO PETERSBURG PLANT WASTE WATER TREATMENT DISTRIBUTED CONTROLS SYSTEM. ASSOCIATED WITH THE N.P.D.E.S.( NATIONAL POLLUTANT DISCHARGE ELIMINATION SYSTEM), PUT N SERVICE APRIL 2017. | 5X00431G01 | 4FA50B3 | 1 | EA | 5155
PETE | 6011420 | 10.503.980 | FUSE, 20 AMP BRANCH RATED | 245DCS0000 | PARENT TO PETERSBURG PLANT WASTE WATER TREATMENT DISTRIBUTED CONTROLS SYSTEM. ASSOCIATED WITH THE N.P.D.E.S.( NATIONAL POLLUTANT DISCHARGE ELIMINATION SYSTEM), PUT N SERVICE APRIL 2017. | 1X00589H07 | 1FA5I61 | 4 | EA | 277.11
PETE | 6011421 | 10.529.595 | FUSE, 10 AMP | 245DCS0000 | PARENT TO PETERSBURG PLANT WASTE WATER TREATMENT DISTRIBUTED CONTROLS SYSTEM. ASSOCIATED WITH THE N.P.D.E.S.( NATIONAL POLLUTANT DISCHARGE ELIMINATION SYSTEM), PUT N SERVICE APRIL 2017. | EX06008 | 1FA5I61 | 10 | EA | 65
PETE | 6011422 | 10.513.625 | RELAY BASE W/FUSING G2R | 245DCS0000 | PARENT TO PETERSBURG PLANT WASTE WATER TREATMENT DISTRIBUTED CONTROLS SYSTEM. ASSOCIATED WITH THE N.P.D.E.S.( NATIONAL POLLUTANT DISCHARGE ELIMINATION SYSTEM), PUT N SERVICE APRIL 2017. | 5X00431G02 | 4FA50B3 | 3 | EA | 7245
PETE | 5225481 | 10.524.278 | VALVE, KNIFE GATE, 4", RUBBER LINED, 150LB, DUCTILE IRON, END PREP-FFTBE, SERV-WATER, 35 PSIG, 115F, 150 CWP FABR. CS BODY, 2 NATURAL RUBBER SLEEVES, UHWM LINER, CS PACKING GLAND/ YOKE, 304 SS STEM, FOR PETE WATER TREATMENT | 245OWW0000 | PARENT TO PETERSBURG PLANT WASTE WATER TREATMENT OTHER WASTE WATER SYSTEM. ASSOCIATED WITH THE N.P.D.E.S.( NATIONAL POLLUTANT DISCHARGE ELIMINATION SYSTEM), PUT N SERVICE APRIL 2017. | 4'' FABRI 33PTDR | SB1LD10 | 2 | EA | 4245.36
PETE | 5225472 | 10.524.274 | VALVE, KNIFE GATE, 14", RUBBER LINED, WORMGEAR OPER, 150LB, DUCTILE IRON, END PREP-FFTBE, SERV-WTR, 35 PSIG, 95 F, 150 CWP FABR. CS BODY, 2 NATURAL RUBBER SLEEVES, UHWM LINER, ALLOY 2205, CS PACKING GLAND/ YOKE, FOR PETE WATER TREATMENT | 245OWW0000 | PARENT TO PETERSBURG PLANT WASTE WATER TREATMENT OTHER WASTE WATER SYSTEM. ASSOCIATED WITH THE N.P.D.E.S.( NATIONAL POLLUTANT DISCHARGE ELIMINATION SYSTEM), PUT N SERVICE APRIL 2017. | MODEL 14'' FABRI 33PTDR | SB1LB9 | 1 | EA | 7340.49
PETE | 5225473 | 10.536.132 | VALVE, KNIFE GATE, 14", WORMGEAR OPER, 150LB, DUCTILE IRON, END PREP-FFTBE, SERV-WTR, 45 PSIG, 115 F, 150 CWP FABR. CS BODY, 2 NATURAL RUBBER SLEEVES, UHWM LINER, 316SS GATE, CS PACKING GLAND/ YOKE, FOR PETE WATER TREATMENT | 245OWW0000 | PARENT TO PETERSBURG PLANT WASTE WATER TREATMENT OTHER WASTE WATER SYSTEM. ASSOCIATED WITH THE N.P.D.E.S.( NATIONAL POLLUTANT DISCHARGE ELIMINATION SYSTEM), PUT N SERVICE APRIL 2017. | MODEL 14'' FABRI 33PTDR | SB1LB10 | 1 | EA | 6548.78
PETE | 5225477 | 10.505.998 | VALVE, KNIFE GATE, 6", 150LB, DUCTILE IRON, END PREP-FFTBE, SERV-WTR, 30 PSIG, 115 F, 150 CWP FABR. CS BODY, 2 NATURAL RUBBER SLEEVES, UHWM LINER, 316SS GATE, CS PACKING GLAND/ YOKE, FOR PETE WATER TREATMENT | 245OWW0000 | PARENT TO PETERSBURG PLANT WASTE WATER TREATMENT OTHER WASTE WATER SYSTEM. ASSOCIATED WITH THE N.P.D.E.S.( NATIONAL POLLUTANT DISCHARGE ELIMINATION SYSTEM), PUT N SERVICE APRIL 2017. | MODEL 6'' FABRI 33PTDR | SB1LD10 | 2 | EA | 7502.2
PETE | 5205287 | 10.516.729 | FLANGED MAGENTIC FLOW METER SENSOR, 1/2", POTABLE WTR & BLOWDWN PP FEED TO BRINE TK FLOW MAGMETER | 245WPO0000 | PARENT TO PETERSBURG PLANT WASTE WATER TREATMENT POTABLE WATER SYSTEM. ASSOCIATED WITH THE N.P.D.E.S.( NATIONAL POLLUTANT DISCHARGE ELIMINATION SYSTEM), PUT N SERVICE APRIL 2017. | 8705FHE0051MON5B3Q4Q8 | SB1MD6 | 1 | EA | 3053.98
PETE | 5015601 | 10.531.431 | FLOWMETER, CORIOLIS MASS, 2", PROMASS 83E50--5FA0/0, USED ON PETE SBS SYSTEM. | 299SBS0000 | PETE UNITS 1-2-3-4 COMMON SBS EQUIPMENT. | 8350-PABSACAABAAE+ | SB1GB4 | 1 | EA | 9755.98
PETE | 5015844 | 10.050.111 | COIL, SOLENOID, 120 VOLT AC, REPLACEMENT PART FOR ASCO 8210G03120VAC (STK #5015843), USED IN THE PETE SBS PUMP BUILDING. | 299SBS0000 | PETE UNITS 1-2-3-4 COMMON SBS EQUIPMENT. | 238610032D | 2FA8E27 | 1 | EA | 82.32
PETE | 5015379 | 10.534.353 | MITCHELL DEW POINT SENSOR, USED ON ATLAS COPCO BD 1100+ PET SBS AIR DRYERS | 299SBS0000 | PETE UNITS 1-2-3-4 COMMON SBS EQUIPMENT. | 1089948153 | 2FA9E48 | 1 | EA | 2644.96
PETE | 5015380 | 10.511.852 | PRESSURE TRANSDUCER, USED ON ATLAS COPCO BD 1100+, PETE SBS AIR DRYERS | 299SBS0000 | PETE UNITS 1-2-3-4 COMMON SBS EQUIPMENT. | 1089049231 | 2FA9E48 | 1 | EA | 346.45
PETE | 5015386 | 10.508.742 | HEATER, USED ON ATLAS COPCO BD 1100+, PETE SBS AIR DYERS. | 299SBS0000 | PETE UNITS 1-2-3-4 COMMON SBS EQUIPMENT. | 1624504325 | SB1ID1 | 1 | EA | 17366.19
PETE | 5015592 | 10.502.889 | HEAT TRACING THERMOSTAT, DPDT, MFG. BARKSDALE, SAME AS AMC-2B-2 USED ON PETE SBS SYSTEM. | 299SBS0000 | PETE UNITS 1-2-3-4 COMMON SBS EQUIPMENT. | THR-L2S-10R2X-Q10 | 2FA8G20 | 1 | EA | 508
PETE | 5015593 | 10.535.572 | VEGA AMERICAS-VEGADIS 62, ALUMINUM, 1/2" NPT CABLE ENTRY, WALL MOUNT WITH DISPLAY ADJUSTMENT USED WITH VEGAPULS 66, USED ON THE PETE SBS REAGENT STORAGE TANK. | 299SBS0000 | PETE UNITS 1-2-3-4 COMMON SBS EQUIPMENT. | DIS62.XXANASX | 2FA8F40 | 1 | EA | 744
PETE | 5015600 | 10.506.021 | VALVE, SOLENOID, 2", 120 VAC, ASCO 8210, BRASS CONSTRUCTION, NORMALLY CLOSED, NPT ENDS, SBS BRINE TANK INLET VALVE. | 299SBS0000 | PETE UNITS 1-2-3-4 COMMON SBS EQUIPMENT. | PSOL 8210G100-120VAC | 2FA8H22 | 1 | EA | 580.34
PETE | 5015602 | 10.536.629 | VALVE, SOLENOID, ASCO, 120 VAC, 3 WAY NC, USED ON PETE SBS SOLIDS UNLOADING TANK INLET VALVE. | 299SBS0000 | PETE UNITS 1-2-3-4 COMMON SBS EQUIPMENT. | PSOL 8316G064-120VAC | 2FA8B36 | 1 | EA | 344.71
PETE | 5009928 | 10.519.950 | PLATE, APEX RETAINER, STEEL, FOR APEX HOUSING & SPLASH SKIRT, USED ON PETE #1 & #2 SCRUBBER PRIMARY HYDROCLONES, KREBS CYCLONE MODEL D6B12S839XZ, DWG. #S839-M1300-PS-XZ-123053U. | 272PH52735 | PHB 121-1-1 PRIMARY CYCLONE. | 369SPC-ST-XZ | SB3C1A3 | 3 | EA | 447
PETE | 5009921 | 10.517.822 | GASKET, NEOPRENE, FOR STEEL SPACER RING & TOP COVER PLATE, USED ON PETE #1 & #2 SCRUBBER PRIMARY HYDROCLONES, KREBS CYCLONE MODEL D6B12S839XZ, DWG. #S839-M1300-PS-XZ-123053U. | 272PH52735 | PHB 121-1-1 PRIMARY CYCLONE. | C6008G-RN | SB3C1A3 | 3 | EA | 28.68
PETE | 5009924 | 10.508.547 | GASKET, NEOPRENE, FOR INLET HEAD & CYLINDER SECTION, USED ON PETE #1 & #2 SCRUBBER PRIMARY HYDROCLONES, KREBS CYCLONE MODEL D6B12S839XZ, DWG. #S839-M1300-PS-XZ-123053U. | 272PH52735 | PHB 121-1-1 PRIMARY CYCLONE. | C7083G-RN | SB3C1A3 | 8 | EA | 123.36
PETE | 5009926 | 10.529.714 | GASKET, NEOPRENE, FOR CONE SECTION & APEX HOUSING, USED ON PETE #1 & #2 SCRUBBER PRIMARY HYDROCLONES, KREBS CYCLONE MODEL D6B12S839XZ, DWG. #S839-M1300-PS-XZ-123053U. | 272PH52735 | PHB 121-1-1 PRIMARY CYCLONE. | C7098G-RN | SB3C1A3 | 4 | EA | 73.92
PETE | 5009919 | 10.506.738 | ADAPTER, CYCLONE, SPOOL OVERFLOW, FLANGED, 3" ID X 4" LONG, RUBBER LINED STEEL, S.O. FLANGE CONNECTION, FOR PETE #1 & #2 SCRUBBER PRIMARY HYDROCLONES, KREBS CYCLONE MODEL D6B12S839XZ, DWG. #S839-M1300-PS-XZ-123053U. | 272PH52735 | PHB 121-1-1 PRIMARY CYCLONE. | 105F-RN-3F-XZ | SB3C1A3 | 1 | EA | 706
PETE | 5009918 | 10.525.318 | ADAPTER, CYCLONE, SPOOL INLET, FLANGED, 3" ID X 6" LONG, RUBBER LINED STEEL, LAP JOINT CONNECTION, FOR PETE #1 & #2 SCRUBBER PRIMARY HYDROCLONES, KREBS CYCLONE MODEL D6B12S839XZ, DWG. #S839-M1300-PS-XZ-123053U. | 272PH52735 | PHB 121-1-1 PRIMARY CYCLONE. | C3850ST-RN-PS | SB3C1A3 | 2 | EA | 3295.17
PETE | 5009925 | 10.532.624 | PLATE, MOUNTING, STEEL, FOR PETE #1 & #2 SCRUBBER PRIMARY HYDROCLONES, KREBS CYCLONE MODEL D6B12S839XZ, DWG. #S839-M1300-PS-XZ-123053U. | 272PH52735 | PHB 121-1-1 PRIMARY CYCLONE. | MF-6-M1300-PS | SB3C1B3 | 2 | EA | 1046.08
PETE | 5205256 | 10.516.141 | DIFFERENTIAL PRESSURE SWITCH | 245CFPBPS1 | POLYMER BLENDING PUMP SKID 1, INCLUDES, MIXING CHAMBER, INSTRUMENTS, CONTROLS, VALVES AND PIPING. 9SKD-CFF105 | D424B-XFS-100 | 2FA22A18 | 1 | EA | 406.45
PETE | 5205242 | 10.523.826 | TUBE FLOW METER, 8-50 GPM-H20, SS, PVC | 245CFPBPS1 | POLYMER BLENDING PUMP SKID 1, INCLUDES, MIXING CHAMBER, INSTRUMENTS, CONTROLS, VALVES AND PIPING. 9SKD-CFF105 | 7205-0211-2-3-W | 2FA22D16 | 1 | EA | 381.43
PETE | 5205266 | 10.530.191 | GAUGE, 4 1/2", 1279, RS, 1/2" NPT LOWER, RANGE 0-160 PSI | 245CFPBPS1 | POLYMER BLENDING PUMP SKID 1, INCLUDES, MIXING CHAMBER, INSTRUMENTS, CONTROLS, VALVES AND PIPING. 9SKD-CFF105 | 45 1279 R S 04 L NH SG 160# | 2FA22A22 | 1 | EA | 126.65
PETE | 5205269 | 10.530.194 | GAUGE, 4 1/2", 1279, SS, 1/2" NPT LOWER, RANGE 0-160 PSI | 245CFPBPS1 | POLYMER BLENDING PUMP SKID 1, INCLUDES, MIXING CHAMBER, INSTRUMENTS, CONTROLS, VALVES AND PIPING. 9SKD-CFF105 | M892 | 2FA22B19 | 1 | EA | 1307.8
PETE | 5205241 | 10.502.928 | TUBE FLOW METER, 10 GPM, FLOAT & O-RING MATL TEFLON, FITTING MATL PVDF | 245CFPBPS2 | POLYMER BLENDING PUMP SKID 2. INCLUDES, MIXING CHAMBER, INSTRUMENTS, CONTROLS, VALVES AND PIPING. 9SKD-CFF106 | 7331-7-6-3-062W | 2FA22D15 | 1 | EA | 523.71
PETE | 5205240 | 10.535.687 | TUBE FLOW METER, 60 GPM, FLOAT & O-RING MATL TEFLON, FITTING MATL PVDF | 245CFPBPS3 | POLYMER BLENDING PUMP SKID 3. INCLUDES, MIXING CHAMBER, INSTRUMENTS, CONTROLS, VALVES AND PIPING. 9SKD-CFF110 | 7331-7-6-3-0 91W | 2FA22C15 | 1 | EA | 1710.86
PETE | 5205535 | 10.527.308 | CLAMP, INBOARD, USED ON FGD RECYCLE POLYMER FEED PUMP, ABAQUE PERISTALIC HOSE PUMP MODEL ABN 25 | 245CFPMP01 | POLYMER FEED PUMP A. | Y217050 | 2FA22F41 | 2 | EA | 30
PETE | 5205536 | 10.514.320 | BOOT, HOSE, USED ON FGD RECYCLE POLYMER FEED PUMP, ABAQUE PERISTALIC HOSE PUMP MODEL ABN 25 | 245CFPMP01 | POLYMER FEED PUMP A. | Y217013 | 2FA22F41 | 2 | EA | 58.42
PETE | 5205539 | 10.527.309 | CLAMP, OUTBOARD, USED ON FGD RECYCLE POLYMER FEED PUMP, ABAQUE PERISTALIC HOSE PUMP MODEL ABN 25 | 245CFPMP01 | POLYMER FEED PUMP A. | Y218999 | 2FA22F42 | 2 | EA | 25.26
PETE | 5205540 | 10.507.738 | CLAMP, MIDDLE, USED ON FGD RECYCLE POLYMER FEED PUMP, ABAQUE PERISTALIC HOSE PUMP MODEL ABN 25 | 245CFPMP01 | POLYMER FEED PUMP A. | Y219744 | 2FA22F42 | 2 | EA | 37.9
PETE | 5205543 | 10.507.262 | BOLT, COVER, USED ON FGD RECYCLE POLYMER FEED PUMP, ABAQUE PERISTALIC HOSE PUMP MODEL ABN 25 | 245CFPMP01 | POLYMER FEED PUMP A. | Y213732 | 2FA22E42 | 18 | EA | 49.68
PETE | 5205548 | 10.514.802 | CAP SCREW, PUMP, USED ON FGD RECYCLE POLYMER FEED PUMP, ABAQUE PERISTALIC HOSE PUMP MODEL ABN 25 | 245CFPMP01 | POLYMER FEED PUMP A. | Y215864 | 2FA22F44 | 14 | EA | 33.18
PETE | 5205271 | 10.504.530 | GAUGE, 4 1/2", 1279, SS, 1/4" NPT LOWER, RANGE 0-200 PSI | 245CFPMP01 | POLYMER FEED PUMP A. | 45 1279 SS 04L X NHC430IMV&200# | 2FA22B24 | 1 | EA | 207.25
PETE | 5205537 | 10.536.479 | WINDOW, PUMP, USED ON FGD RECYCLE POLYMER FEED PUMP, ABAQUE PERISTALIC HOSE PUMP MODEL ABN 25 | 245CFPMP01 | POLYMER FEED PUMP A. | Y220208 | 2FA22F41 | 1 | EA | 81.32
PETE | 5205538 | 10.509.313 | INSERT, HOSE, USED ON FGD RECYCLE POLYMER FEED PUMP, ABAQUE PERISTALIC HOSE PUMP MODEL ABN 25 | 245CFPMP01 | POLYMER FEED PUMP A. | Y217461 | 2FA22F42 | 2 | EA | 173.68
PETE | 5205541 | 10.524.394 | WASHER, PUMP, USED ON FGD RECYCLE POLYMER FEED PUMP, ABAQUE PERISTALIC HOSE PUMP MODEL ABN 25 | 245CFPMP01 | POLYMER FEED PUMP A. | Y200171 | 2FA22F42 | 20 | EA | 142.2
PETE | 5205545 | 10.529.408 | FLANGE, PUMP, 1" ANSI, USED ON FGD RECYCLE POLYMER FEED PUMP, ABAQUE PERISTALIC HOSE PUMP MODEL ABN 25 | 245CFPMP01 | POLYMER FEED PUMP A. | Y219147 | 2FA22E42 | 2 | EA | 265.26
PETE | 5205546 | 10.533.657 | SEAL, WINDOW, USED ON FGD RECYCLE POLYMER FEED PUMP, ABAQUE PERISTALIC HOSE PUMP MODEL ABN 25 | 245CFPMP01 | POLYMER FEED PUMP A. | Y217040 | 2FA22E42 | 1 | EA | 11.05
PETE | 5205547 | 10.501.198 | WASHER, PUMP, USED ON FGD RECYCLE POLYMER FEED PUMP, ABAQUE PERISTALIC HOSE PUMP MODEL ABN 25 | 245CFPMP01 | POLYMER FEED PUMP A. | Y200169 | 2FA22E42 | 22 | EA | 52.14
PETE | 5205496 | 10.519.265 | MOTOR, 1 HP, 1800 RPM, 56HC FRAME, 208-230/460 VOLT. | 245CFPMP04 | POLYMER FEED PUMP D. | G-583A | 4FA52B3 | 1 | EA | 252.84
PETE | 5009096 | 10.521.183 | SCREEN, PUMP, UPPER, 2"-5000 NEOPRENE, FOR GALIGHER PUMPS MODEL 2SR3-5100 X 72 USED ON PROCESS WATER SUMP PUMPS UNIT 1 & 2 SCRUBBER. | 272PSP0100 | PSP 120-1 PROCESS WATER SUMP PUMP | 21939 | SB3C1A2 | 1 | EA | 80
PETE | 5009098 | 10.531.795 | NUT, PUMP, FOR GALIGHER PUMPS MODEL 2SR3-5100 X 72, USED ON PETE #1 & #2 SCRUBBER ABSORBER AREA SUMP PUMP. | 272PSP0100 | PSP 120-1 PROCESS WATER SUMP PUMP | 19228 | 2FA14E24 | 12 | EA | 498
PETE | 5009097 | 10.528.573 | COVER, PLATE, 2"- 5000, NATURAL RUBBER, FOR GALIGHER PUMPS MODEL 2SR3-5100 X 72, USED ON PETE #1 & #2 SCRUBBER PROCESS WATER SUMP PUMPS. | 272PSP0100 | PSP 120-1 PROCESS WATER SUMP PUMP | 21260 | SB1CB2 | 1 | EA | 2445
PETE | 5009100 | 10.527.633 | CASING, PUMP, 2"- 5000, NATURAL RUBBER, FOR GALIGHER PUMPS MODEL 2SR3-5100 X 72, USED ON PETE #1 & #2 SCRUBBER PROCESS WATER SUMP PUMPS. | 272PSP0100 | PSP 120-1 PROCESS WATER SUMP PUMP | 21781 | SB1CB2 | 1 | EA | 2452
PETE | 5009094 | 10.530.791 | IMPELLER, PUMP, 2"- 5000, NATURAL RUBBER, FOR GALIGHER PUMPS MODEL 2SR3-5100 X 72, USED ON PETE #1 & #2 SCRUBBER PROCESS WATER SUMP PUMPS. | 272PSP0100 | PSP 120-1 PROCESS WATER SUMP PUMP | 21259 | SB3C1A2 | 1 | EA | 794.75
PETE | 5009101 | 10.536.725 | WASHER, PUMP IMPELLER, 2SR3-5100 X 72 TEFLON, FOR GALIGHER PUMPS MODEL 2SR3-5100 X 72 USED ON PROCESS WATER SUMP PUMPS UNIT 1 & 2 SCRUBBER. | 272PSP0100 | PSP 120-1 PROCESS WATER SUMP PUMP | 21821 | 2FA14F22 | 1 | EA | 51.03
PETE | 5009081 | 10.500.090 | BELT, V-DRIVE, GRIP NOTCH, FOR PETE #1 & #2 SCRUBBER PROCESS WATER SUMP PUMPS, GOODYEAR 3VX600 OR EQUAL. | 272PSP0100 | PSP 120-1 PROCESS WATER SUMP PUMP | 3VX600 | 2FA14B9 | 4 | EA | 33.48
PETE | 5009605 | 10.523.974 | VALVE, SOLENOID, ASCO CAT. NO. 8344G72, 120 VAC., 60 CY., 3/8" ORIFICE, 3/8" PIPE, 4 WAY PILOT, 2 POSITION, 150 PSI AIR, 125 PSI H20, 125 PSI OIL, +GENERAR, USED ON HYDROCLONE OVER & UNDERFLOW | 272PUD1100 | PUD 121-1 PRIMARY HYDROCLONE UNDERFLOW DISTRIBUTOR | 8344G72 | 2FA17B53 | 1 | EA | 290.36
PETE | 5009909 | 10.515.940 | CYLINDER, AIR, 8" X 14", FOR PRIMARY DISTRIBUTOR BOXES, USED ON PETE #1 & #2 SCRUBBER ABSORBER SYSTEMS. | 272PUD1100 | PUD 121-1 PRIMARY HYDROCLONE UNDERFLOW DISTRIBUTOR | A08NM301371NCNV14.00 | SB3Q1B3 | 1 | EA | 3382.65
PETE | 5009746 | 10.509.057 | GEARBOX, COMPLETE, W/ 3 HP MOTOR, BASEPLATE & OUTPUT SHAFT, 38.4:1 RATIO, INPUT RPM 1750, OUTPUT RPM 45, PHILADELPHIA MIXER MODEL 3803 S, FOR PETE #1 & #2 SCRUBBER PROCESS WATER TANK AGITATOR. | 272PWA1100 | PWA 121-1 PWS PROCESS WATER TANK AGITATOR * | 3803 S | SB1DC9 | 1 | EA | 9868
PETE | 5009056 | 10.508.477 | EXPELLER, PUMP, FOR PETE #1 & #2 SCRUBBER PROCESS & RECLAIM WATER PUMPS, WARMAN PUMPS MODEL 064DAH RAAJ 5310. | 272PWP1100 | PWP 121-1 PWS PROCESS WATER PUMP * (EAST PUMP) | DAM028A49 | SB3E2D2 | 3 | EA | 2025.9
PETE | 5009043 | 10.520.934 | RING, FS BEARING SEAL (CRW400950), FOR PETE SCRUBBER PROCESS & RECLAIM WATER PUMPS & DISPOSAL & SECONDARY HYDROCLONE FEED PUMPS & SULFITE PUMPS, WARMAN PUMPS MODELS 4/3DAH & 6/4DAH. | 272PWP1100 | PWP 121-1 PWS PROCESS WATER PUMP * (EAST PUMP) | D089-10S10 | 2FA17F54 | 4 | EA | 159.44
PETE | 5009079 | 10.507.047 | BELTS, V-DRIVE, GRIP NOTCH, FOR PETE #1 & #2 SCRUBBER PROCESS WATER PUMPS 121-1 & 121-2, WARMAN PUMPS MODEL 064DAH RAAJ 5310, BROWNING 5VX750 OR EQUAL. (MATCHED SET OF 4) | 272PWP1100 | PWP 121-1 PWS PROCESS WATER PUMP * (EAST PUMP) | 5VX750 SET OF 4 | SB3M2WALL | 3 | ST | 463.92
PETE | 5009026 | 10.509.280 | IMPELLER, PUMP, 6VCG, DYNAMIC BALANCE, PACKING STYLE, FOR PETE #1 & #2 SCRUBBER MILL SLURRY & PROCESS WATER PUMPS & PETE DEWATERING SECONDARY HYDROCLONE & RECLAIM WATER PUMPS, WARMAN PUMPS MODEL 6/4 EAH. | 272PWP1100 | PWP 121-1 PWS PROCESS WATER PUMP * (EAST PUMP) | E4058A49 (28% CHROME) | SB3Q1B1 | 2 | EA | 3835.7
PETE | 5009276 | 10.518.640 | JOINT, EXPANSION, 8" X 6" X 12", GARLOCK 204 CHLOROBUTYL / POLY, ECCENTRIC TAPER, W/ OVERSIZED FILLED ARCH, FOR PETE #1 & #2 SCRUBBER RECLAIM WATER, PROCESS & DEWATERING SECONDARY HYDROCLONE FEED PUMPS. | 272PWP2100 | PWP 122-1 PWS PROCESS WATER PUMP * (EAST PUMP) | 204 | SB1CE3 | 3 | EA | 3426
PETE | 5109553 | 10.516.386 | ELEMENT, HYDRAULIC OIL FILTER FOR EUCLID R35. | 277RLME046 | R35 TRUCK S/N 70046 | HF6190 | SB1CE7 | 4 | EA | 53.48
PETE | 5109239 | 10.516.387 | ELEMENT, FILTER, INNER AIR, FOR CUMMINS ENGINE KT115DC, USED ON PETE R35 EUCLID TRUCKS & PETE COAL HANDLING 380 DOZER, S/N 826AC120 & MICHIGAN 275C LOADER, S/N 4012357. | 277RLME046 | R35 TRUCK S/N 70046 | AF883M | SB1CE4 | 5 | EA | 116.25
PETE | 5109240 | 10.516.392 | ELEMENT, OUTER AIR, FOR PETE COAL HANDLING V.M.E. 380W DOZER, S/N 826AC120. | 277RLME046 | R35 TRUCK S/N 70046 | AF851M | SB1CB7 | 6 | EA | 263.94
PETE | 5109551 | 10.516.381 | FILTER, ELEMENT, FOR PETE R35 EUCLID END DUMP TRUCK TRANSMISSION OIL & FOR HTP 1329 BANTOON CRANE MOTOR OIL. | 277RLME046 | R35 TRUCK S/N 70046 | HF6118 | SB1CE7 | 6 | EA | 33.96
PETE | 5109491 | 10.529.248 | GASKET, P/N 9188288 FOR R22 EUCLID TRUCKS 207FD, S/N'S 63397, 64045, & 63847. | 277RLME140 | R35 TRUCK S/N 73140 | 9188288 | 2FA6E54 | 6 | EA | 4.5
PETE | 5109638 | 10.508.531 | FILTER, ELEMENT, AIR, PRIMARY, FOR CUMMINS ENGINE KT115DC, USED ON PETE R35 EUCLID END DUMP TRUCKS, S/N 73140 & 73141. | 277RLME140 | R35 TRUCK S/N 73140 | AF879M | SB1CD8 | 6 | EA | 435.24
PETE | 5109639 | 10.508.023 | ELEMENT, AIR FILTER, SECONDARY, FOR CUMMINS ENGINE KT115DC, USED ON PETE EUCLID R35 TRUCKS, S/N 73140 & 73141. | 277RLME140 | R35 TRUCK S/N 73140 | AF857 | SB1CC8 | 4 | EA | 158.2
PETE | 5109645 | 10.516.402 | ELEMENT, FILTER, TRANSMISSION, FOR PETE EUCLID R35 TRUCKS, S/N 73140 & 73141. | 277RLME140 | R35 TRUCK S/N 73140 | HF7520 | SB1CE7 | 3 | EA | 146.07
PETE | 5225200 | 10.512.009 | VALVE, BUTTERFLY, 4", AC, SAV, LS, N/C | 245BARASPA | RADS AREA SUMP PUMP A. 300 GPM @ 83FT TDH | 54674-25-200-1 | SB1KB11 | 4 | EA | 6612
PETE | 5205031 | 10.512.941 | ACTUATOR MOUNTING KIT, 4" BUTTERFLY VALVE | 245BARASPA | RADS AREA SUMP PUMP A. 300 GPM @ 83FT TDH | 54674-25-200-13 | 2FA25H67 | 1 | EA | 16.55
PETE | 5205022 | 10.519.881 | OIL, GULF HARMONY 32 OR EQUIVALENT (55 GAL) | 245BARASPA | RADS AREA SUMP PUMP A. 300 GPM @ 83FT TDH | 6107-DR | SB4 | 1 | EA | 1398.1
PETE | 5205029 | 10.524.047 | VALVE, BUTTERFLY, 4", BARE | 245BARASPA | RADS AREA SUMP PUMP A. 300 GPM @ 83FT TDH | 54674-25-200-11 | SB1MD3 | 1 | EA | 170.55
PETE | 5205030 | 10.535.906 | VALVE, BUTTERFLY, 4", ACTUATOR, AIR CYLINDER | 245BARASPA | RADS AREA SUMP PUMP A. 300 GPM @ 83FT TDH | 54674-25-200-12 | SB1MD3 | 1 | EA | 204.8
PETE | 5205111 | 10.532.982 | PUMP, SUBMERSIBLE, 300 GPM AT 83 TDH | 245BARASPA | RADS AREA SUMP PUMP A. 300 GPM @ 83FT TDH | 54674-25-220 (S/N N-53600) | SB1ME11 | 1 | EA | 24162.57
PETE | 5205112 | 10.530.757 | IMPELLER, 285T 2V20864-OPEN L | 245BARASPA | RADS AREA SUMP PUMP A. 300 GPM @ 83FT TDH | 612565-272 | 4FA50A2 | 1 | EA | 9932.67
PETE | 5225314 | 10.505.593 | TRANSMITTER, PRESSURE, DIAPHRAGM, 0-50 PSIG CAL | 245BARASPA | RADS AREA SUMP PUMP A. 300 GPM @ 83FT TDH | 54674-25-212-4 | SB1LB3 | 1 | EA | 8067
PETE | 5009897 | 10.522.456 | SLEEVE, SHAFT, "LONG", RIS9500, FOR PETE #1 & #2 SCRUBBER ABSORBER RECYCLE PUMPS, 121-1 - 121-5 & 122-1 - 122-8, WARMAN PUMPS MODEL 650TUL RAAM 5310, S/N MDS12052MM. | 272RCP1100 | RCP 121-1 ABS ABSORBER RECYCLE PUMP. | MK81118AC26 | SB3B1B1 | 2 | EA | 8401.74
PETE | 5009886 | 10.533.945 | KIT, SEAL, COUPLING, FOR COUPLING BETWEEN GEARBOX & PUMP BEARING HOUSING, USED ON PETE #1 & #2 SCRUBBER ABSORBER RECYCLE PUMPS, 121-1 THRU 121-5 & 122-1 THRU 122-8. | 272RCP1100 | RCP 121-1 ABS ABSORBER RECYCLE PUMP. | 1050G20 / 52 | 2FA13G15 | 6 | EA | 407.82
PETE | 5009957 | 10.528.569 | COVER, PUMP, FOR MECHANICAL SEAL 121-1 THRU 121-5 & 122-1 THRU 122-8 RECYCLE PUMPS, DWG PT#139, DWG #93MEX050159. | 272RCP1100 | RCP 121-1 ABS ABSORBER RECYCLE PUMP. | 3R19125DB | 2FA17G10 | 1 | EA | 1338.26
PETE | 5009984 | 10.515.301 | CARRIER, MECHANICAL SEAL, FOR THE RIS 9500 MECHANICAL SEALS USED ON PETE 1&2 FGD RECYCLE PPS. | 272RCP1100 | RCP 121-1 ABS ABSORBER RECYCLE PUMP. | 2R9110NL | 2FA16H5 | 2 | EA | 15225
PETE | 5009772 | 10.533.248 | RING, PISTON, BEARING HOUSING, FOR PETE #1 & #2 SCRUBBER ABSORBER RECYCLE PUMPS, WARMAN PUMPS MODEL 650TUL. | 272RCP1100 | RCP 121-1 ABS ABSORBER RECYCLE PUMP. | T108HG01 | 2FA12A3 | 4 | EA | 180
PETE | 5009844 | 10.507.320 | BOLT, ADJUSTING, W/ 3 EA. NUTS & 2 EA. WASHERS, FOR PETE #1 & #2 SCRUBBER RECYCLE PUMPS, WARMAN PUMPS MODEL 650TUL RAAM 5310. | 272RCP1100 | RCP 121-1 ABS ABSORBER RECYCLE PUMP. | T001ME62 | 2FA12G3 | 1 | EA | 349.2
PETE | 5009888 | 10.501.697 | COVER, GRID ASSY., FOR COUPLING BETWEEN MOTOR & GEARBOX, USED ON PETE #1 & #2 SCRUBBER ABSORBER RECYCLE PUMPS, 121-1 - 121-5 & 122-1 - 122-8. | 272RCP1100 | RCP 121-1 ABS ABSORBER RECYCLE PUMP. | 1120T10 | SB3M2B4 | 1 | EA | 524.74
PETE | 5009160 | 10.505.506 | SEAL, MECHANICAL, ASSY., CONSISTING OF: (1) ROTATING & (1) STATIONARY UNIT, W/ O-RINGS, FOR PETE #1 & #2 SCRUBBER ABSORBER RECYCLE PUMPS, FLOWSERVE MODEL RIS 9500 9XEX. (B-O-M #A1R0091) | 272RCP1100 | RCP 121-1 ABS ABSORBER RECYCLE PUMP. | A1R0091 |  | 0 | EA | 0
PETE | 5009889 | 10.521.674 | KIT, SEAL, COUPLING, FOR COUPLING BETWEEN MOTOR & GEARBOX, USED ON PETE #1 & #2 SCRUBBER ABSORBER RECYCLE PUMPS, 121-1 - 121-5 & 122-1 - 122-8. | 272RCP1100 | RCP 121-1 ABS ABSORBER RECYCLE PUMP. | 1120T10 | 2FA13G18 | 8 | EA | 330.27
PETE | 5009768 | 10.534.181 | SEAL, RING, BEARING, FOR PETE #1 & #2 SCRUBBER ABSORBER RECYCLE PUMPS, WARMAN PUMPS MODEL 650TUL. | 272RCP1100 | RCP 121-1 ABS ABSORBER RECYCLE PUMP. | T089-10S10 | 2FA12A1 | 2 | EA | 390.9
PETE | 5009769 | 10.513.655 | BEARING, PUMP ASSY., FOR PETE #1 & #2 SCRUBBER ABSORBER RECYCLE PUMPS, (PUMP END), WARMAN PUMPS MODEL 650TUL, CONSISTING OF: [2 EA. CONE BEARINGS{936349}, 2 EA. CUP BEARINGS{H936310} & 2 EA. SPACERS(ONE CONE & ONE CUP)]. | 272RCP1100 | RCP 121-1 ABS ABSORBER RECYCLE PUMP. | T009 | SB1NC6 | 1 | EA | 10615.21
PETE | 5009770 | 10.503.517 | BEARING, ROLLER, FOR PETE #1 & #2 SCRUBBER ABSORBER RECYLE PUMPS (DRIVE END), WARMAN PUMPS MODEL 650TUL. | 272RCP1100 | RCP 121-1 ABS ABSORBER RECYCLE PUMP. | T-009D | SB3C1B1 | 1 | EA | 3985.67
PETE | 5009773 | 10.529.493 | GASKET, END COVER, BEARING HOUSING, FOR PETE #1 & #2 SCRUBBER ABSORBER RECYCLE PUMPS, WARMAN PUMPS MODEL 650TUL. | 272RCP1100 | RCP 121-1 ABS ABSORBER RECYCLE PUMP. | T025S14 | 2FA12A4 | 2 | EA | 205.8
PETE | 5009774 | 10.504.251 | COVER, END, BEARING HOUSING, FOR PETE #1 & #2 SCRUBBER ABSORBER RECYCLE PUMPS, WARMAN PUMPS MODEL 650TUL. | 272RCP1100 | RCP 121-1 ABS ABSORBER RECYCLE PUMP. | T024-81 | 2FA12I1 | 1 | EA | 1618.66
PETE | 5009007 | 10.506.864 | BEARING ASSY., 10 SEAL, FOR PETE #1 & #2 SCRUBBER ABSORBER RECYCLE PUMPS, WARMAN PUMPS MODEL 650TUL RAAM 5310. | 272RCP1100 | RCP 121-1 ABS ABSORBER RECYCLE PUMP. | T005M |  | 0 | EA | 0
PETE | 5009006 | 10.518.488 | IMPELLER, PUMP, 5VCG, FOR PETE #1 & #2 SCRUBBER ABSORBER RECYCLE PUMPS, WARMAN PUMPS MODEL 650TUL RAAM 5310, S/N MDS12052MM. | 272RCP1100 | RCP 121-1 ABS ABSORBER RECYCLE PUMP. | TUL65147DP1A49 | SB3Q1C1 | 1 | EA | 58372.38
PETE | 5009008 | 10.509.547 | O-RING, PUMP, SHAFT, FOR PETE #1 & #2 SCRUBBER ABSORBER RECYCLE PUMPS, WARMAN PUMPS MODEL 650TUL RAAM 5310. | 272RCP1100 | RCP 121-1 ABS ABSORBER RECYCLE PUMP. | T109S50 | 2FA17F60 | 4 | EA | 291.08
PETE | 5009850 | 10.531.718 | SEAL, O-RING, FOR PETE #1 & #2 SCRUBBER RECYCLE PUMPS, WARMAN PUMPS MODEL 650TUL RAAM 5310. | 272RCP1100 | RCP 121-1 ABS ABSORBER RECYCLE PUMP. | U18122S01 | 2FA12B3 | 2 | EA | 895.57
PETE | 5009851 | 10.527.956 | COLLAR, RELEASE, FOR PETE #1 & #2 SCRUBBER RECYCLE PUMPS, WARMAN PUMPS MODEL 650TUL RAAM 5310. | 272RCP1100 | RCP 121-1 ABS ABSORBER RECYCLE PUMP. | T239M68935 | 2FA12B4 | 2 | EA | 5131.95
PETE | 5009003 | 10.500.462 | LINER, PUMP, FRAME PLATE INSERT, FOR PETE #1 & #2 SCRUBBER ABSORBER RECYCLE PUMPS, WARMAN PUMPS MODEL 650TUL RAAM 5310, S/N MDS12052MM. | 272RCP1100 | RCP 121-1 ABS ABSORBER RECYCLE PUMP. | U18041TLMS1MR55 | SB1DE4 | 1 | EA | 19103.5
PETE | 5009847 | 10.534.869 | STUD, INSERT, W/ SELF LOCKING NUT, FOR FRAME PLATE LINER, USED ON PETE #1 & #2 SCRUBBER RECYCLE PUMPS, WARMAN PUMPS MODEL 650TUL RAAM 5310. | 272RCP1100 | RCP 121-1 ABS ABSORBER RECYCLE PUMP. | U18026ME62 | 2FA12C7 | 4 | EA | 279.72
PETE | 5009848 | 10.523.009 | STUD, W/ SELF LOCKING NUT, FOR COVER PLATE & FRAME PLATE LINERS, USED ON PETE #1 & #2 SCRUBBER RECYCLE PUMPS, WARMAN PUMPS MODEL 650TUL RAAM 5310. | 272RCP1100 | RCP 121-1 ABS ABSORBER RECYCLE PUMP. | M24Z3-125SL | 2FA12C8 | 16 | EA | 7251.2
PETE | 5009849 | 10.534.168 | SEAL, LINER, VOLUTE, FOR PETE #1 & #2 SCRUBBER RECYCLE PUMPS, WARMAN PUMPS MODEL 650TUL RAAM 5310. | 272RCP1100 | RCP 121-1 ABS ABSORBER RECYCLE PUMP. | U18124S01 | SB3A1B6 | 4 | EA | 3814.73
PETE | 5009956 | 10.519.821 | O'RING, PUMP, COVER, FOR MECHANICAL SEAL 121-1 THRU 121-5 & 122-1 THRU 122-8 RECYCLE PUMPS, DWG PT#71.1, DWG #93MEX050159. | 272RCP1100 | RCP 121-1 ABS ABSORBER RECYCLE PUMP. | 568379GU | 2FA17E19 | 2 | EA | 329.38
PETE | 5009891 | 10.515.769 | RUNG, METALLIC COUPLING, FOR COUPLING BETWEEN MOTOR & GEARBOX, USED ON PETE #1 & #2 SCRUBBER ABSORBER RECYCLE PUMPS, 121-1 - 121-5 & 122-1 - 122-8. (20 PER SET) | 272RCP1100 | RCP 121-1 ABS ABSORBER RECYCLE PUMP. | 1120T SP20/ST | 2FA13F40 | 2 | ST | 307.34
PETE | 5009004 | 10.510.726 | RING, PUMP, INTAKE JOINT, FOR PETE #1 & #2 SCRUBBER ABSORBER RECYCLE PUMPS, WARMAN PUMPS MODEL 650TUL RAAM 5310, S/N MDS12052MM. | 272RCP1100 | RCP 121-1 ABS ABSORBER RECYCLE PUMP. | U65060S01 | SB3A1B6 | 2 | EA | 1396.87
PETE | 5009846 | 10.534.874 | STUD, W/ SELF LOCKING NUT, FOR THROATBUSHING, USED ON PETE #1 & #2 SCRUBBER RECYCLE PUMPS, WARMAN PUMPS MODEL 650TUL RAAM 5310. | 272RCP1100 | RCP 121-1 ABS ABSORBER RECYCLE PUMP. | U65274ME62 | 2FA12F4 | 6 | EA | 368.58
PETE | 5009771 | 10.530.970 | KEY, SHAFT, FOR PETE #1 & #2 SCRUBBER ABSORBER RECYLE PUMPS, WARMAN PUMPS MODEL 650TUL. | 272RCP1100 | RCP 121-1 ABS ABSORBER RECYCLE PUMP. | T070E05 | 2FA12A2 | 1 | EA | 90.9
PETE | 5009883 | 10.508.497 | FASTENER SET, COUPLING, FOR COUPLING BETWEEN GEARBOX & PUMP BEARING HOUSING, USED ON PETE #1 & #2 SCRUBBER ABSORBER RECYCLE PUMPS, 121-1 - 121-5 & 122-1 - 122-8. | 272RCP1100 | RCP 121-1 ABS ABSORBER RECYCLE PUMP. | 1050G20/52 | SB3M2B4 | 1 | EA | 98.57
PETE | 5009884 | 10.534.292 | SLEEVE, COUPLING, FOR COUPLING BETWEEN GEARBOX & PUMP BEARING HOUSING, USED ON PETE #1 & #2 SCRUBBER ABSORBER RECYCLE PUMPS, 121-1 - 121-5 & 122-1 - 122-8. | 272RCP1100 | RCP 121-1 ABS ABSORBER RECYCLE PUMP. | 1050GL | SB3M2B4 | 2 | EA | 1021.8
PETE | 5009885 | 10.518.429 | HUB, COUPLING, FOR COUPLING BETWEEN GEARBOX & PUMP BEARING HOUSING, USED ON PETE #1 & #2 SCRUBBER ABSORBER RECYCLE PUMPS, 121-1 - 121-5 & 122-1 - 122-8. | 272RCP1100 | RCP 121-1 ABS ABSORBER RECYCLE PUMP. | 1050G RB | SB3M2B4 | 2 | EA | 1027.44
PETE | 5009887 | 10.530.314 | HUB, COUPLING, FOR COUPLING BETWEEN MOTOR & GEARBOX, USED ON PETE #1 & #2 SCRUBBER ABSORBER RECYCLE PUMPS, 121-1 - 121-5 & 122-1 - 122-8. | 272RCP1100 | RCP 121-1 ABS ABSORBER RECYCLE PUMP. | 1120T RB | SB3M2B4 | 2 | EA | 695.72
PETE | 5009890 | 10.044.066 | GRIDMEMBER, COUPLING, FOR COUPLING BETWEEN MOTOR & GEARBOX, USED ON PETE #1 & #2 SCRUBBER ABSORBER RECYCLE PUMPS, 121-1 - 121-5 & 122-1 - 122-8. | 272RCP1100 | RCP 121-1 ABS ABSORBER RECYCLE PUMP. | 758255 | SB3M2B4 | 1 | EA | 428.13
PETE | 5009982 | 10.519.928 | PLATE, COVER, USED ON PETE 1& 2 FGD RECYCLE PUMPS (WARMAN MODEL 650TUL) | 272RCP1100 | RCP 121-1 ABS ABSORBER RECYCLE PUMP. | UL65013D21 | SB3 FLOOR | 1 | EA | 72004.73
PETE | 5009979 | 10.504.836 | PUMP, LUBE OIL, TUTHILL BRAND, USED ON 121-1 THRU 121-5 AND 122-1 THRU 122-8 ABSORBER RECYCLE PUMP INTERDRIVES. | 272RID1100 | RCP 121-1 ABSORBER RECYCLE PUMP INTERDRIVE | 3RC2FA-RH-A-7 | 2FA16G19 | 1 | EA | 785.65
PETE | 5009325 | 10.523.519 | TUBING, STAINLESS STEEL, SEAMLESS, O.D. DIA - 1", .049 WALL THICKNESS, 316L S.S. | 272RID1100 | RCP 121-1 ABSORBER RECYCLE PUMP INTERDRIVE |  | SB2B5C1 | 5 | FT | 10.25
PETE | 5009328 | 10.505.634 | TUBING, STAINLESS STEEL, SEAMLESS, O.D. DIA - 1.500", .065 WALL THICKNESS, 316L S.S. | 272RID1100 | RCP 121-1 ABSORBER RECYCLE PUMP INTERDRIVE |  | SB2B9D2 | 20 | FT | 237
PETE | 3106113 | 10.532.174 | OIL, PUMP LUBRICANT, TURBINE OIL IS0220, 55 GAL. DRUM, FOR INTERDRIVE GEAR BOXES, USED ON PETE #1 & #2 SCRUBBER RECYCLE PUMPS. | 272RID1400 | RCP 121-4 ABSORBER RECYCLE PUMP INTERDRIVE | MONOLEC 6406 | SB4 | 2 | DR | 2458.5
PETE | 5225606 | 10.531.679 | O-RING, IMPELLER AND SLV, O-RG AS586-148 TEFLON, TO BE USED WITH GOULD PUMP MODEL 3180 L, SIZE: 10X12-16/5V AT PETERSBURG WATER TREATMENT. | 245ZLD0RP1 | RECIRCULATION PUMP "1", MOTOR, PIPING, VALVES, INSTRUMENTS AND CONTROLS. FED FROM WWTP 480V MCC 1 POSITION 02A 400 AMP BREAKER. | C02495A1486359 | 2FA18E9 | 2 | EA | 66.74
PETE | 5225604 | 10.505.512 | SEAL, MECHANICAL, 5620PR HSP-1005983,O, TO BE USED WITH GOULD PUMP MODEL 3180 L, SIZE: 10X12-16/5V AT PETERSBURG WATER TREATMENT. | 245ZLD0RP1 | RECIRCULATION PUMP "1", MOTOR, PIPING, VALVES, INSTRUMENTS AND CONTROLS. FED FROM WWTP 480V MCC 1 POSITION 02A 400 AMP BREAKER. | M213491 | 2FA18G12 | 1 | EA | 11065
PETE | 5225602 | 10.504.053 | GASKET, CASING (.062 THK) ARAMID FIBER W/EPDM RUBBER, TO BE USED WITH GOULD PUMP MODEL 3180 L, SIZE: 10X12-16/5V AT PETERSBURG WATER TREATMENT. | 245ZLD0RP1 | RECIRCULATION PUMP "1", MOTOR, PIPING, VALVES, INSTRUMENTS AND CONTROLS. FED FROM WWTP 480V MCC 1 POSITION 02A 400 AMP BREAKER. | 70782 175 5127 | 2FA18B13 | 1 | EA | 64
PETE | 5225580 | 10.520.346 | PUMP, COMPLETE, GOULD 3180 L SIZE 10X12-16/5V, 1180 RPM, CAPACITY - 4200 GPM, HEAD - 60.9 FT., MECHANICAL SEAL - JOHN CRANE 5620PR, DOUBLE CARTRIDGE, FOR PETERSBURG WATER TREATMENT. | 245ZLD0RP1 | RECIRCULATION PUMP "1", MOTOR, PIPING, VALVES, INSTRUMENTS AND CONTROLS. FED FROM WWTP 480V MCC 1 POSITION 02A 400 AMP BREAKER. | M8892 | SB1NF9 | 1 | EA | 53682
PETE | 5225598 | 10.518.481 | IMPELLER, PUMP, TO BE USED WITH GOULD PUMP MODEL 3180 L, SIZE: 10X12-16/5V AT PETERSBURG WATER TREATMENT. | 245ZLD0RP1 | RECIRCULATION PUMP "1", MOTOR, PIPING, VALVES, INSTRUMENTS AND CONTROLS. FED FROM WWTP 480V MCC 1 POSITION 02A 400 AMP BREAKER. | 090775 63 1216P | SB1LA10 | 1 | EA | 9270
PETE | 5225599 | 10.521.774 | SHAFT, PUMP, TO BE USED WITH GOULD PUMP MODEL 3180 L, SIZE: 10X12-16/5V AT PETERSBURG WATER TREATMENT. | 245ZLD0RP1 | RECIRCULATION PUMP "1", MOTOR, PIPING, VALVES, INSTRUMENTS AND CONTROLS. FED FROM WWTP 480V MCC 1 POSITION 02A 400 AMP BREAKER. | RD04875A 2249 | 2FA18J1 | 1 | EA | 1461
PETE | 5225600 | 10.501.363 | SLEEVE, SHAFT, W/C&PS STN STL BAR AUST/FERRITIC A479 S32750, TO BE USED WITH GOULD PUMP MODEL 3180 L, SIZE: 10X12-16/5V AT PETERSBURG WATER TREATMENT. | 245ZLD0RP1 | RECIRCULATION PUMP "1", MOTOR, PIPING, VALVES, INSTRUMENTS AND CONTROLS. FED FROM WWTP 480V MCC 1 POSITION 02A 400 AMP BREAKER. | C03312A 3280P | 2FA18E2 | 1 | EA | 3633
PETE | 5225601 | 10.533.668 | SEAL, LABY, BRZ/SS-V,2.757, TO BE USED WITH GOULD PUMP MODEL 3180 L, SIZE: 10X12-16/5V AT PETERSBURG WATER TREATMENT. | 245ZLD0RP1 | RECIRCULATION PUMP "1", MOTOR, PIPING, VALVES, INSTRUMENTS AND CONTROLS. FED FROM WWTP 480V MCC 1 POSITION 02A 400 AMP BREAKER. | A10504A327 | 2FA18F9 | 2 | EA | 228
PETE | 5225603 | 10.517.186 | GASKET, SIDEPLATE ARAMID FIBER W/EPDM RUBBER, TO BE USED WITH GOULD PUMP MODEL 3180 L, SIZE: 10X12-16/5V AT PETERSBURG WATER TREATMENT. | 245ZLD0RP1 | RECIRCULATION PUMP "1", MOTOR, PIPING, VALVES, INSTRUMENTS AND CONTROLS. FED FROM WWTP 480V MCC 1 POSITION 02A 400 AMP BREAKER. | A03189A03 5127 | 2FA18B12 | 1 | EA | 37.5
PETE | 5225607 | 10.519.825 | O-RING, PUMP, AS 568-264 BUNA-N, TO BE USED WITH GOULD PUMP MODEL 3180 L, SIZE: 10X12-16/5V AT PETERSBURG WATER TREATMENT. | 245ZLD0RP1 | RECIRCULATION PUMP "1", MOTOR, PIPING, VALVES, INSTRUMENTS AND CONTROLS. FED FROM WWTP 480V MCC 1 POSITION 02A 400 AMP BREAKER. | C02495A2645302 | 2FA18F8 | 1 | EA | 33.38
PETE | 5225608 | 10.519.828 | O-RING, PUMP, VITON, TO BE USED WITH GOULD PUMP MODEL 3180 L, SIZE: 10X12-16/5V AT PETERSBURG WATER TREATMENT. | 245ZLD0RP1 | RECIRCULATION PUMP "1", MOTOR, PIPING, VALVES, INSTRUMENTS AND CONTROLS. FED FROM WWTP 480V MCC 1 POSITION 02A 400 AMP BREAKER. | C02495A2325304 | 2FA18F8 | 2 | EA | 40.5
PETE | 5225609 | 10.509.550 | O-RING, PUMP, AS568-43 VITON, TO BE USED WITH GOULD PUMP MODEL 3180 L, SIZE: 10X12-16/5V AT PETERSBURG WATER TREATMENT. | 245ZLD0RP1 | RECIRCULATION PUMP "1", MOTOR, PIPING, VALVES, INSTRUMENTS AND CONTROLS. FED FROM WWTP 480V MCC 1 POSITION 02A 400 AMP BREAKER. | C02495A43 5304 | 2FA18F8 | 2 | EA | 45
PETE | 5225901 | 10.507.959 | AC DRIVE, POWERFLEX 753, 3.4 AMPS, 480V | 245CFLF001 | ROTARY LIME FEEDER A. | 20F11ND3P4AA0NNNNN | 2FA60A | 1 | EA | 1257.15
PETE | 5225923 | 10.523.998 | VALVE, VIBRATOR SOLENOID, 120 VAC | 245CFLF001 | ROTARY LIME FEEDER A. | 8314R126-120VAC | 2FA25F62 | 1 | EA | 186.35
PETE | 5205251 | 10.531.043 | MINICAP CAPACITANCE POINT LEVEL DETECTION TRANSMITTER | 245CFLF001 | ROTARY LIME FEEDER A. | FTC260-JB4H1 | 2FA22G21 | 1 | EA | 375
PETE | 5225713 | 10.508.947 | ISOLATOR TYPE 1, 3/8" STUD EA END, METALFAB INC/MT-4, USED ON PETE LIME FEEDER A&B. | 245CFLF001 | ROTARY LIME FEEDER A. | K370-BN-71 | 2FA25E83 | 4 | EA | 120
PETE | 5225714 | 10.508.637 | GEAR REDUCER, METALFAB INC/MT-4, USED ON PETE LIME FEEDER A&B. | 245CFLF001 | ROTARY LIME FEEDER A. | SAF47AM145 | 4FA71B1 | 2 | EA | 3114
PETE | 5225715 | 10.504.903 | MOTOR, 1.5 HP, 145TC, 1760 RPM-TEFC, 460/3/60, USED ON PETE LIME FEEDER A&B. | 245CFLF001 | ROTARY LIME FEEDER A. | VECP83584T-4 | 4FA51B3 | 0 | EA | 0
PETE | 5225716 | 10.511.252 | INLET SLEEVE, BK NEO 8" X 3/16" THK, METALFAB INC/MT-4, USED ON PETE LIME FEEDER A&B. | 245CFLF001 | ROTARY LIME FEEDER A. | RM10230 | 4FA71A1 | 1 | EA | 118
PETE | 5225718 | 10.534.301 | OUTLET SLEEVE, BK NEO 4.5" ID X 3/16" THK, METALFAB INC/MT-4, USED ON PETE LIME FEEDER A&B. | 245CFLF001 | ROTARY LIME FEEDER A. | RM10236-3 | 4FA71A1 | 1 | EA | 150
PETE | 5225719 | 10.521.188 | SPARE SCREW,, METALFAB INC/MT-4, USED ON PETE LIME FEEDER A&B. | 245CFLF001 | ROTARY LIME FEEDER A. | 1115039-1 | 4FA71B1 | 1 | EA | 1323
PETE | 5225720 | 10.523.904 | SPARE TUBE,, METALFAB INC/MT-4, USED ON PETE LIME FEEDER A&B. | 245CFLF001 | ROTARY LIME FEEDER A. | 1115039-2 | 4FA71B1 | 1 | EA | 945
PETE | 5225721 | 10.524.347 | VIBRATOR FOR TROUGH, METALFAB INC/MT-4, USED ON PETE LIME FEEDER A&B. | 245CFLF001 | ROTARY LIME FEEDER A. | BVS-190 | 2FA25C54 | 1 | EA | 408
PETE | 6406393 | 10.518.928 | MOTOR, ELECTRIC-AC, HORSEPOWER- 20, RPM- 1800 FRAME- 256T, TEFC W/NOT LESSTHAN 92% EFFICIENCY, SF 1.15 CONTINUOUS DUTY NEMA CLASS B SEVERE DUTY, 230/460 VAC | 272RWA4100 | RWA 44-01 RECLAIM WATER TANK AGITATOR | ECP2334T | SB1DC2 | 1 | EA | 1649.56
PETE | 5706647 | 10.531.879 | PACKING, GLAND, FOR PETE #2 DEWATERING RECLAIM WATER PUMPS, WARMAN PUMPS MODEL 6/4DAH. | 272RWP1100 | RWP 121-1 RECLAIM WATER PUMP | D111Q21 | 2FA1E13 | 6 | EA | 108
PETE | 5711046 | 10.523.805 | VALVE, AIR CONTROL, 1/4" PIPE SIZE, MOPAK H4(K)-2, FOR PETE #1 & #2 BOTTOM ASH PYRITE HOPPERS. | 272RWP4100 | RWP 44-01 RECLAIM WATER PUMP | 103007 | 1FA10G63 | 0 | EA | 0
PETE | 5721584 | 10.506.723 | ACTUATOR, VALVE, AT CONTROLS TRIAC PNEUMATIC, SPRING RETURN W/ CARBON STEEL MOUNTING (BRACKET / COUPLING / FASTENERS), FOR 4" BUTTERFLY VALVE, USED ON PETE #1 BOTTOM ASH SYSTEMS. | 272RWT1100 | RWT 121-1 RECLAIM WATER TANK *** CONFINED SPACE ENTRY *** *** SEE NOTES PAGE 6 *** | 2R200SR | 4FA54B4 | 1 | EA | 431.79
PETE | 5009835 | 10.529.209 | FAN, DAMPER, SEAL AIR, DIRECT DRIVE TURBO PRESSURE BLOWER, COMPLETE W/ INLET VENTURE & SCREEN, FLANGED OUTLET & 25 HP TEFC MOTOR, 3/60 230/460V, BH DISCHARGE, FOR PETE #1 & #2 SCRUBBER ABSORBER INLET GUILLOTINE DAMPERS 121-1, 122-1 & 122-2. | 272SAF1100 | SAF 121-1 GUILLOTINE DAMPER SEAL AIR FAN | BC6-08V-26B | SB1IE8 | 2 | EA | 12721.7
PETE | 5225247 | 10.532.971 | PUMP, FLYGT MODEL NP3068.170, CI CONST, 216 IMP, 1.5" DISCH, 2.7 HP, 50 FT POWER CABLE, W/FLS, TC/TC LOWER & UPPER SEAL, EQ. #9PMP-SST001A/B | 245SSTGP1A | SANITARY LIFT STATION GRINDER PUMP "1A". INCLUDES PUMP/MOTOR, CONTROLS, VALVES AND PIPING. | 9PMP-SST001A/B | SB1IB11 | 1 | EA | 2120
PETE | 5617360 | 10.500.315 | BOARD, MAIN ALARM, MARLEY #12921-001-1, | 299ENSPP10 | SANITARY LIFT SUMP PUMP SP-3-10A AND MOTOR EAST PP *** CONFINED SPACE ENTRY *** *** SEE NOTES PAGE 6 *** | 12921-001-1 | 2FA23H25 | 1 | EA | 158
PETE | 5617355 | 10.513.962 | BOARD, P.C., 200/230 V, 10 DUPLEX, MARLEY #12577-000-1 | 299ENSPP10 | SANITARY LIFT SUMP PUMP SP-3-10A AND MOTOR EAST PP *** CONFINED SPACE ENTRY *** *** SEE NOTES PAGE 6 *** | 12577-000-1 | 2FA23G25 | 1 | EA | 180
PETE | 6718383 | 10.534.166 | SEAL, HYDRAULIC, FOR OILY WASTE PUMPS MANUFACTURER PART NO = 7183-001-5 | 299ENSPP10 | SANITARY LIFT SUMP PUMP SP-3-10A AND MOTOR EAST PP *** CONFINED SPACE ENTRY *** *** SEE NOTES PAGE 6 *** | 7183-001-5 | 2FA4H14 | 2 | EA | 1114
PETE | 5015547 | 10.535.974 | CURRENT TRANSFORMER, CT/ITI, 1250/5A, RELAY CLASS C-400, USED ON PETE SBS, PJFF, ACIS, POWELL SWITCHGEAR. | 299ESMATS0 | SBS COMMON EQUIPMENT ELECTRICAL SYSTEM. | 785-SD-24822-13 | 2FA56B2 | 1 | EA | 609
PETE | 5015549 | 10.500.846 | FUSE, SHAWMUT, 1.6 AMP, 250 VAC, TIME DELAY, INTER. RATING 10KA, USED ON PETE SBS, PJFF, ACIS, POWELL SWITCHGEAR. | 299ESMATS0 | SBS COMMON EQUIPMENT ELECTRICAL SYSTEM. | TRM1 6/10 | 2FA8F45 | 5 | EA | 17.6
PETE | 5015546 | 10.505.585 | POTENTIAL TRANSFORMER, 460 PT, 480 PRIMARY, 120 SECONDARY, USED ON PETE SBS, PJFF, ACIS, POWELL SWITCHGEAR. | 299ESMATS0 | SBS COMMON EQUIPMENT ELECTRICAL SYSTEM. | 460-480 | 2FA8H20 | 1 | EA | 207
PETE | 5015560 | 10.534.899 | SURGE SUPPRESSOR, RC NETWORKS, 0.1 MFD, 47 OHM, 250VAC/600VDC RATED, USED ON PETE SBS, PJFF, ACIS, POWELL SWITCHGEAR. | 299ESMATS0 | SBS COMMON EQUIPMENT ELECTRICAL SYSTEM. | RG2031-3-6 | 2FA8F43 | 3 | EA | 78
PETE | 5015659 | 10.507.837 | DEFLECTOR, PUMP, MARK 3 PUMP PARTS LIST & DRAWINGS ITEM 2540, ITEM #AY21281A-TFEC, S/N #1137359CHP002A/113759CHP003A, USED IN SBS REAGENT FEED & DILUTION WATER FEED PUMPS. | 299SBSDWPA | SBS DILUTION WATER FEED PUMP "A", MOTOR AND CONTROLS, (MK3 LO-FLO), 2K3X1.5LF-13, 100 GPM @ 450' TDH. | 79026241 | 2FA9F32 | 2 | EA | 100.8
PETE | 5015660 | 10.513.841 | BEARING, PUMP, MARK 3 PUMP PARTS LIST & DRAWINGS ITEM 3011, ITEM #Y21963A-SR, S/N #1137359CHP002A/113759CHP003A, USED IN SBS REAGENT FEED & DILUTION WATER FEED PUMPS. | 299SBSDWPA | SBS DILUTION WATER FEED PUMP "A", MOTOR AND CONTROLS, (MK3 LO-FLO), 2K3X1.5LF-13, 100 GPM @ 450' TDH. | 78905338 | 2FA9E27 | 2 | EA | 156.6
PETE | 5015667 | 10.528.301 | DEFLECTOR, MARK 3 PUMP PARTS LIST & DRAWINGS ITEM 2540, S/N #1137359CHP001A/1141280CHP001A, USED IN SBS REAGENT SOLIDS WETTING PUMP & WELL WATER BOOSTER PUMP. | 299SBSDWPA | SBS DILUTION WATER FEED PUMP "A", MOTOR AND CONTROLS, (MK3 LO-FLO), 2K3X1.5LF-13, 100 GPM @ 450' TDH. | 78801297 | 2FA9F32 | 3 | EA | 126.9
PETE | 5015657 | 10.521.773 | SHAFT, PUMP, MARK 3 PUMP PARTS LIST & DRAWINGS ITEM 2100, ITEM #CY21361BB-ZH, S/N #1137359CHP002A/113759CHP003A, USED IN SBS REAGENT FEED & DILUTION WATER FEED PUMPS. | 299SBSDWPA | SBS DILUTION WATER FEED PUMP "A", MOTOR AND CONTROLS, (MK3 LO-FLO), 2K3X1.5LF-13, 100 GPM @ 450' TDH. | 78985140 | 2FA9A16 | 2 | EA | 1026
PETE | 5015661 | 10.521.877 | SEAL, OIL, GP2 IB, CTRG, MARK 3 PUMP PARTS LIST & DRAWINGS ITEM 4310.1, ITEM #BY50424D-TSSR, S/N #1137359CHP002A/113759CHP003A, USED IN SBS REAGENT FEED & DILUTION WATER FEED PUMPS. | 299SBSDWPA | SBS DILUTION WATER FEED PUMP "A", MOTOR AND CONTROLS, (MK3 LO-FLO), 2K3X1.5LF-13, 100 GPM @ 450' TDH. | 78997087 | 2FA9E30 | 2 | EA | 59.4
PETE | 5015666 | 10.502.776 | MECHANICAL SEAL, MARK 3 PUMP PARTS LIST & DRAWINGS ITEM 4200, S/N #1137359CHP001A/1141280CHP001A, USED IN SBS REAGENT SOLIDS WETTING PUMP & WELL WATER BOOSTER PUMP. | 299SBSDWPA | SBS DILUTION WATER FEED PUMP "A", MOTOR AND CONTROLS, (MK3 LO-FLO), 2K3X1.5LF-13, 100 GPM @ 450' TDH. | 74916289 | 2FA9B12 | 2 | EA | 2527.2
PETE | 5015850 | 10.508.605 | GAUGE, PRESSURE, REINFORCED THERMOPLASTIC PLASTIC GAUGE, 4 1/2" DIAL, 0-400 PSI, LOWER MOUNT 1/2" MNPT, GLYCERIN FILLED FOR PETE SBS REAGENT FEED PUMP A&B. | 299SBSRFPA | SBS REAGENT FEED PUMP "A" MOTOR AND CONTROLS, (MK 3 LO-FLO), 2K3X1.5LF-13 M3 LF, 100 GPM @ 450 FT. | PGI-115P-NG400-LAP1-J | 2FA8A15 | 1 | EA | 142.73
PETE | 5015843 | 10.523.940 | VALVE, SOLENOIED, ASCO, 120 VOLT, USED ON PETE SBS REAGENT PUMPS A&B SEAL WATER. | 299SBSRFPA | SBS REAGENT FEED PUMP "A" MOTOR AND CONTROLS, (MK 3 LO-FLO), 2K3X1.5LF-13 M3 LF, 100 GPM @ 450 FT. | 8210G030120VAC | 2FA8E27 | 2 | EA | 1441.2
PETE | 5015845 | 10.500.059 | REBUILD KIT, SOLENOID, FOR ASCO VALVE PT#8210G030120VAC (STK #5015843), USED IN PETE SBS PUMP BUILDING. | 299SBSRFPA | SBS REAGENT FEED PUMP "A" MOTOR AND CONTROLS, (MK 3 LO-FLO), 2K3X1.5LF-13 M3 LF, 100 GPM @ 450 FT. | 302347 | 2FA9E2 | 1 | LT | 263.76
PETE | 5015668 | 10.503.885 | CASING, PUMP, MARK 3 PUMP PARTS LIST & DRAWINGS ITEM 1100, S/N #1137359CHP001A, USED IN SBS REAGENT SOLIDS WETTING PUMP. | 299SBSRSWP | SBS REAGENT SOLIDS WETTING PUMP, FLOWSERVE, 200 GPM, 15 H.P., 480 VOLT, 3 PH., STAINLESS STEEL CASING AND IMPELLER, 69 PSI @ 170 DEG., 673 LBS. 200 GPM @ 95 TDH. | 74966250 | 2FA9G12 | 1 | EA | 3297.6
PETE | 5015671 | 10.528.570 | COVER, PUMP, MARK 3 PUMP PARTS LIST & DRAWINGS ITEM 1200, S/N #1137359CHP001A, USED IN SBS REAGENT SOLIDS WETTING PUMP. | 299SBSRSWP | SBS REAGENT SOLIDS WETTING PUMP, FLOWSERVE, 200 GPM, 15 H.P., 480 VOLT, 3 PH., STAINLESS STEEL CASING AND IMPELLER, 69 PSI @ 170 DEG., 673 LBS. 200 GPM @ 95 TDH. | 78785532 | 2FA9G18 | 1 | EA | 1437.3
PETE | 5015669 | 10.501.346 | SHAFT, PUMP, MARK 3 PUMP PARTS LIST & DRAWINGS ITEM 2100, S/N #1137359CHP001A, USED IN SBS REAGENT SOLIDS WETTING PUMP. | 299SBSRSWP | SBS REAGENT SOLIDS WETTING PUMP, FLOWSERVE, 200 GPM, 15 H.P., 480 VOLT, 3 PH., STAINLESS STEEL CASING AND IMPELLER, 69 PSI @ 170 DEG., 673 LBS. 200 GPM @ 95 TDH. | 78790284 | 2FA9D16 | 1 | EA | 405
PETE | 5015670 | 10.530.768 | IMPELLER, PUMP, MARK 3 PUMP PARTS LIST & DRAWINGS ITEM 2200, S/N #1137359CHP001A, USED IN SBS REAGENT SOLIDS WETTING PUMP. | 299SBSRSWP | SBS REAGENT SOLIDS WETTING PUMP, FLOWSERVE, 200 GPM, 15 H.P., 480 VOLT, 3 PH., STAINLESS STEEL CASING AND IMPELLER, 69 PSI @ 170 DEG., 673 LBS. 200 GPM @ 95 TDH. | 78767217 | 2FA9E27 | 1 | EA | 1170
PETE | 5015769 | 10.502.086 | MOTOR, 15 HP, 460V, 254T FRAME, 15/3600/TEFC/3 PH., USED ON PETE SBS SOLIDS WETTING PUMP. | 299SBSRSWP | SBS REAGENT SOLIDS WETTING PUMP, FLOWSERVE, 200 GPM, 15 H.P., 480 VOLT, 3 PH., STAINLESS STEEL CASING AND IMPELLER, 69 PSI @ 170 DEG., 673 LBS. 200 GPM @ 95 TDH. | 09G557Y948G29 | SB1HB6 | 1 | EA | 3737.91
PETE | 5015595 | 10.505.855 | CHROMALOX CAT. #LTFXSS-4340-185E4XX, 480 VAC, 4-3 PH, 185 KW, USED ON THE PETE SBS REAGENT STORAGE TANK - "A" & "B" HEATERS. | 299SBSRSTK | SBS REAGENT STORAGE TANK. DOUBLE WALLED, 160,700 LBS EMPTY, 390,000 GAL CAPACITY. | 157-122216-186 | SB1 YARD | 2 | EA | 97900
PETE | 5015923 | 10.535.929 | VALVE, FLOW CONTROL, REAGENT, RETURN BACK TO STORAGE TK, JUST OUTSIDE SBS PP BLDG, TAG# 0NS5137V, FISHER S/N F000444839 | 299SB5137V | SBS UNIT 1,2,3,4 REAGENT RETURN TO STORAGE TANK FROM SBS BUILDING. | EZ-6-77887 | SB1LE2 | 1 | EA | 6114.32
PETE | 5015922 | 10.524.069 | VALVE, FLOW CONTROL, DILUTION WTR RETURN BACK TO STORAGE TK, JUST OUTSIDE SBS PP BLDG, TAG# 0TW5134V, FISHER S/N F000444838 | 299SB5134V | SBS UNITS, 1,2,3,4 DILLUTION RETURN TO SOFTENED WTR. TANK. | EZ-6-77743 | SB1LE2 | 1 | EA | 6114.32
PETE | 5013664 | 10.534.354 | SENSOR, FLOW, PADDLEWHEEL, USED ON PETE SBS WATER SOFTENER SYSTEM. | 299SBSWTSA | SBS WATER TREATMENT, WATER SOFTNER "A", COMPOSITE FIBERGLASS, 6.35 GPM / FT2. | 3-2537-6C-P0 | 1FA11B4 | 2 | EA | 1364
PETE | 5015673 | 10.516.271 | COVER, PUMP, MARK 3 PUMP PARTS LIST & DRAWINGS ITEM 1220, S/N #1141280CHP001A, USED IN SBS WELL WATER BOOSTER PUMP. | 299SBSRWPA | SBS WELL WATER BOOSTER PUMP "A", MOTOR AND CONTROLS, (MK3 STD), CENTRIFUGAL, 1K3 X 1.5-82RV M3 ST", 160 GPM @ 184.00 FT.. | 78785474 | 2FA9H18 | 1 | EA | 990.9
PETE | 5015674 | 10.518.480 | IMPELLER, PUMP, MARK 3 PUMP PARTS LIST & DRAWINGS ITEM 2200, S/N #1141280CHP001A, USED IN SBS WELL WATER BOOSTER PUMP. | 299SBSRWPA | SBS WELL WATER BOOSTER PUMP "A", MOTOR AND CONTROLS, (MK3 STD), CENTRIFUGAL, 1K3 X 1.5-82RV M3 ST", 160 GPM @ 184.00 FT.. | 78767530 | 2FA9C22 | 1 | EA | 901.8
PETE | 5015675 | 10.534.043 | SHAFT, PUMP, MARK 3 PUMP PARTS LIST & DRAWINGS ITEM 2100, S/N #1141280CHP001A, USED IN SBS WELL WATER BOOSTER PUMP. | 299SBSRWPA | SBS WELL WATER BOOSTER PUMP "A", MOTOR AND CONTROLS, (MK3 STD), CENTRIFUGAL, 1K3 X 1.5-82RV M3 ST", 160 GPM @ 184.00 FT.. | 78790268 | 2FA9A14 | 1 | EA | 341.1
PETE | 3202612 | 10.532.133 | PIPE, 4" XXH A/SA335-P11, FOR SCR STIFFENERS. | 203ENSCR00 | SCR |  | SB1 RACK B | 41 | FT | 2963.48
PETE | 5205277 | 10.508.592 | GAUGE, TEMPERATURE, 5", EI, 1/2" NPT CODE 60, SS, 0-250 DEG F, 30-130 DEG F | 245ZLD0SWC | SEAL WATER COOLER. | 50-EI-60-E-040-XNHSG-30/130 DEG F | 2FA22D22 | 1 | EA | 115.95
PETE | 5205278 | 10.530.204 | GAUGE, TEMPERATURE, 5", EI, 1/2" NPT CODE 60, SS, 0-250 DEG F | 245ZLD0SWC | SEAL WATER COOLER. | 50-EI-60-E-040-SNHSG-0/250 DEG F | 2FA22C22 | 1 | EA | 147.35
PETE | 5205309 | 10.521.312 | SEAL WTR COOLER SEAL WTR OUT, CIP TANK, BLOWDOWN COOLER 1 BRINE OUT, Ht Ex 1 FEED OUT TEMPERATURE TRANSMITTER | 245ZLD0SWC | SEAL WATER COOLER. | 3144P-D1-A-1-NA-M5-Q4-XA | 2FA22G18 | 1 | EA | 1537.38
PETE | 5225933 | 10.508.558 | GASKET, SR2 FLOW PCL PARATEMP2 (RED) | 245ZLD0SWC | SEAL WATER COOLER. | G171XFXXXXXAWWXA | 2FA18F38 | 1 | EA | 19
PETE | 5225934 | 10.517.844 | GASKET, L080S ES FLOW EASY-CL PARATEMP2 (1 RED) | 245ZLD0SWC | SEAL WATER COOLER. | GLSXFXXXXXAWWXA | 2FA18G20 | 30 | EA | 900
PETE | 6706662 | 10.525.645 | BEARING, BALL, 6207, USED ON 1-1 & 1-2 SCREEN WASH PUMPS. | 245ZLD00SP | SEED PUMP, MOTOR, PIPING, VALVES, INSTRUMENTS AND CONTROLS. FED FROM WWTP 480V MCC 1 POSITION 07C 7 AMP BREAKER. | 8050-20760 | 2FA4F16 | 3 | EA | 106.6
PETE | 6706659 | 10.525.644 | BEARING, BALL, 5306CG14 NSK, USED ON 1-1 & 1-2 SCREEN WASH PUMPS. | 245ZLD00SP | SEED PUMP, MOTOR, PIPING, VALVES, INSTRUMENTS AND CONTROLS. FED FROM WWTP 480V MCC 1 POSITION 07C 7 AMP BREAKER. | 8049-30604 | 2FA4F16 | 3 | EA | 429.93
PETE | 5205243 | 10.530.203 | GAUGE, SAFEUNIT TYPE SFQ, 0-25 BAR, 360 MAX PSI. | 245ZLD00SP | SEED PUMP, MOTOR, PIPING, VALVES, INSTRUMENTS AND CONTROLS. FED FROM WWTP 480V MCC 1 POSITION 07C 7 AMP BREAKER. | 22600150 | 2FA22E43 | 1 | EA | 83
PETE | 5205262 | 10.530.193 | GAUGE, 4 1/2", 1279, SS, 1/2" NPT LOWER, RANGE 0-60 PSI | 245ZLD00SP | SEED PUMP, MOTOR, PIPING, VALVES, INSTRUMENTS AND CONTROLS. FED FROM WWTP 480V MCC 1 POSITION 07C 7 AMP BREAKER. | 45-1279-SS-04L-XLLSGNH-0/60 PSI (G) | 2FA22A21 | 1 | EA | 183.7
PETE | 5225577 | 10.533.020 | PUMP, COMPLETE, GOULD 3196 STi, SIZE 1X1.5-8, 1750 RPM, CAPACITY - 50 GPM, HEAD - 36.5 FT., MECHANICAL SEAL - JOHN CRANE 5610Q, SINGLE CARTRIDGE, FOR PETERSBURG WATER TREATMENT. | 245ZLD00SP | SEED PUMP, MOTOR, PIPING, VALVES, INSTRUMENTS AND CONTROLS. FED FROM WWTP 480V MCC 1 POSITION 07C 7 AMP BREAKER. | M8892 | SB1LE6 | 1 | EA | 6338
PETE | 5225584 | 10.531.708 | O-RING, PUMP, O-RG AS568-21,VITON, TO BE USED WITH GOULD PUMP MODEL 3196 STi, AT PETERSBURG WATER TREATMENT. | 245ZLD00SP | SEED PUMP, MOTOR, PIPING, VALVES, INSTRUMENTS AND CONTROLS. FED FROM WWTP 480V MCC 1 POSITION 07C 7 AMP BREAKER. | C02495A21 5304 | 2FA18E9 | 6 | EA | 42.78
PETE | 5225585 | 10.519.827 | O-RING, PUMP, O-RG AS568-134,VITON, TO BE USED WITH GOULD PUMP MODEL 3196 STi, AT PETERSBURG WATER TREATMENT. | 245ZLD00SP | SEED PUMP, MOTOR, PIPING, VALVES, INSTRUMENTS AND CONTROLS. FED FROM WWTP 480V MCC 1 POSITION 07C 7 AMP BREAKER. | C02495A1345304 | 2FA18E9 | 6 | EA | 141.78
PETE | 5225586 | 10.519.824 | O-RING, PUMP, O-RG AS568-38 BUNA-N, TO BE USED WITH GOULD PUMP MODEL 3196 STi, AT PETERSBURG WATER TREATMENT. | 245ZLD00SP | SEED PUMP, MOTOR, PIPING, VALVES, INSTRUMENTS AND CONTROLS. FED FROM WWTP 480V MCC 1 POSITION 07C 7 AMP BREAKER. | C02495A38 5302 | 2FA18E9 | 6 | EA | 33.78
PETE | 5225587 | 10.504.611 | O-RING, PUMP, O-RG AS568-126 VITON, TO BE USED WITH GOULD PUMP MODEL 3196 STi, AT PETERSBURG WATER TREATMENT. | 245ZLD00SP | SEED PUMP, MOTOR, PIPING, VALVES, INSTRUMENTS AND CONTROLS. FED FROM WWTP 480V MCC 1 POSITION 07C 7 AMP BREAKER. | C02495A1265304 | 2FA18F9 | 6 | EA | 103.5
PETE | 5225588 | 10.509.548 | O-RING, PUMP, O-RG AS568-24 BUNA-N, TO BE USED WITH GOULD PUMP MODEL 3196 STi, AT PETERSBURG WATER TREATMENT. | 245ZLD00SP | SEED PUMP, MOTOR, PIPING, VALVES, INSTRUMENTS AND CONTROLS. FED FROM WWTP 480V MCC 1 POSITION 07C 7 AMP BREAKER. | C02495A24 5302 | 2FA18F9 | 6 | EA | 38.28
PETE | 5225589 | 10.531.709 | O-RING, PUMP, O-RG AS568-118 VITON, TO BE USED WITH GOULD PUMP MODEL 3196 STi, AT PETERSBURG WATER TREATMENT. | 245ZLD00SP | SEED PUMP, MOTOR, PIPING, VALVES, INSTRUMENTS AND CONTROLS. FED FROM WWTP 480V MCC 1 POSITION 07C 7 AMP BREAKER. | C02495A1185304 | 2FA18F9 | 6 | EA | 76.5
PETE | 5225590 | 10.531.706 | O-RING, PUMP, O-RG AS568-236 BUNA-N, TO BE USED WITH GOULD PUMP MODEL 3196 STi, AT PETERSBURG WATER TREATMENT. | 245ZLD00SP | SEED PUMP, MOTOR, PIPING, VALVES, INSTRUMENTS AND CONTROLS. FED FROM WWTP 480V MCC 1 POSITION 07C 7 AMP BREAKER. | C02495A2365302 | 2FA18E10 | 6 | EA | 33.78
PETE | 5225591 | 10.509.549 | O-RING, PUMP, O-RG AS568-23 TEFLON, TO BE USED WITH GOULD PUMP MODEL 3196 STi, AT PETERSBURG WATER TREATMENT. | 245ZLD00SP | SEED PUMP, MOTOR, PIPING, VALVES, INSTRUMENTS AND CONTROLS. FED FROM WWTP 480V MCC 1 POSITION 07C 7 AMP BREAKER. | C02495A23 6359 | 2FA18E10 | 6 | EA | 54
PETE | 5225592 | 10.500.047 | SLEEVE, PUMP, SHAFT W/C'S & P'S 316SS, TO BE USED WITH GOULD PUMP MODEL 3196 STi, AT PETERSBURG WATER TREATMENT. | 245ZLD00SP | SEED PUMP, MOTOR, PIPING, VALVES, INSTRUMENTS AND CONTROLS. FED FROM WWTP 480V MCC 1 POSITION 07C 7 AMP BREAKER. | 76772X 2229P | 2FA18E3 | 1 | EA | 554.25
PETE | 5225593 | 10.534.167 | SEAL, PUMP, LABY INBOARD (VBXX-D), TO BE USED WITH GOULD PUMP MODEL 3196 STi, AT PETERSBURG WATER TREATMENT. | 245ZLD00SP | SEED PUMP, MOTOR, PIPING, VALVES, INSTRUMENTS AND CONTROLS. FED FROM WWTP 480V MCC 1 POSITION 07C 7 AMP BREAKER. | R104-435 2238P | 2FA18A9 | 5 | EA | 3712.5
PETE | 5225594 | 10.521.897 | SEAL, PUMP, LABY INBOARD (VBXX-D), TO BE USED WITH GOULD PUMP MODEL 3196 STi FOR PETERSBURG WATER TREATMENT. | 245ZLD00SP | SEED PUMP, MOTOR, PIPING, VALVES, INSTRUMENTS AND CONTROLS. FED FROM WWTP 480V MCC 1 POSITION 07C 7 AMP BREAKER. | A04951A216 | 2FA18E8 | 6 | EA | 1426.5
PETE | 5225595 | 10.502.787 | SEAL, PUMP, LABY INBOARD (VBXX-D), TO BE USED WITH GOULD PUMP MODEL 3196 STi FOR PETERSBURG WATER TREATMENT. | 245ZLD00SP | SEED PUMP, MOTOR, PIPING, VALVES, INSTRUMENTS AND CONTROLS. FED FROM WWTP 480V MCC 1 POSITION 07C 7 AMP BREAKER. | A04951A217 | 2FA18E8 | 6 | EA | 931.5
PETE | 5225596 | 10.517.195 | GASKET, PUMP, CASING (.062 THK) ARAMID FIBER W/EPDM RUBBER, TO BE USED WITH GOULD PUMP MODEL 3196 STi FOR PETERSBURG WATER TREATMENT. | 245ZLD00SP | SEED PUMP, MOTOR, PIPING, VALVES, INSTRUMENTS AND CONTROLS. FED FROM WWTP 480V MCC 1 POSITION 07C 7 AMP BREAKER. | 70782 82 5127 | 2FA18B14 | 3 | EA | 49.5
PETE | 5225597 | 10.530.797 | IMPELLER, PUMP, SA W/TFL O-RING W/CMTR'S 316SS Imp. dia. = 6.125 in., TO BE USED WITH GOULD PUMP MODEL 3196 STi FOR PETERSBURG WATER TREATMENT. | 245ZLD00SP | SEED PUMP, MOTOR, PIPING, VALVES, INSTRUMENTS AND CONTROLS. FED FROM WWTP 480V MCC 1 POSITION 07C 7 AMP BREAKER. | 076793 1203P | 2FA18B24 | 1 | EA | 1605.75
PETE | 5225573 | 10.510.007 | PUMP, COMPLETE, GOULD 3196 STi, SIZE 2X3-6, 1750 RPM, CAPACITY - 120 GPM, HEAD - 20 FT., MECHANICAL SEAL - JOHN CRANE 5610Q, SINGLE CARTRIDGE, FOR PETERSBURG WATER TREATMENT. | 245ZLDSRP1 | SEED RECYCLE PUMP "1", MOTOR, PIPING, VALVES, INSTRUMENTS AND CONTROLS. FED FROM WWTP 480V MCC 1, POSITION 07A 7 AMP BREAKER | 3196 STi, SIZE 2X3-6, ITEM NO: N724H642 | SB1LE6 | 1 | EA | 7184
PETE | 5225579 | 10.509.290 | IMPELLER, PUMP, W/O-RING, Imp. dia. = 5.0 in., TO BE USED WITH GOULD PUMP MODEL 3196 STi, AT PETERSBURG WATER TREATMENT. | 245ZLDSRP1 | SEED RECYCLE PUMP "1", MOTOR, PIPING, VALVES, INSTRUMENTS AND CONTROLS. FED FROM WWTP 480V MCC 1, POSITION 07A 7 AMP BREAKER | 0B10176 1216P | 2FA18C7 | 1 | EA | 1261.5
PETE | 5225966 | 10.525.845 | BEARING, GEARBOX, MDL# FGL-150, 9MXR-ZLD420 | 245ZLD0STM | SEED TANK MIXER. FED FROM WWTP 480V MCC 2 POSITION 06E 7 AMP BREAKER. | 6206-RS1/C3 | 2FA18F2 | 1 | EA | 14.7
PETE | 5225945 | 10.510.577 | SPOOL SEAL, 1", SHARPE MDL FGL-150 & FDP-150 | 245ZLD0STM | SEED TANK MIXER. FED FROM WWTP 480V MCC 2 POSITION 06E 7 AMP BREAKER. | 1222716 | 2FA25G68 | 2 | EA | 76
PETE | 5225953 | 10.513.658 | SPOOL BEARING KIT, 1", MDL FGL-150 & FDP-150 | 245ZLD0STM | SEED TANK MIXER. FED FROM WWTP 480V MCC 2 POSITION 06E 7 AMP BREAKER. | RB-16 (SHARPE STK CODE #1214457) | 2FA25G69 | 2 | LT | 148
PETE | 5225954 | 10.516.224 | SPLIT COUPLING, 1-1/4" X 1", MDL 5GL-150 | 245ZLD0STM | SEED TANK MIXER. FED FROM WWTP 480V MCC 2 POSITION 06E 7 AMP BREAKER. | 5L104100 (SHARPE STK CODE #200009) | 2FA25G70 | 1 | EA | 122
PETE | 5225955 | 10.529.679 | GASKET, GEARBOX, (G/M5), MDL# FGL-150 | 245ZLD0STM | SEED TANK MIXER. FED FROM WWTP 480V MCC 2 POSITION 06E 7 AMP BREAKER. | A2978/A10712 (SHARPE STK CODE #100766) | 2FA25G70 | 1 | EA | 9
PETE | 5225958 | 10.517.573 | PINION GEAR KIT (M5), MDL # FGL-150 | 245ZLD0STM | SEED TANK MIXER. FED FROM WWTP 480V MCC 2 POSITION 06E 7 AMP BREAKER. | PG10333-K | 2FA25H69 | 1 | LT | 143
PETE | 5225959 | 10.518.759 | MIXER FIXER KIT, 1", MDL# FGL-150, 9MXR-ZLD420 | 245ZLD0STM | SEED TANK MIXER. FED FROM WWTP 480V MCC 2 POSITION 06E 7 AMP BREAKER. | GM5K100 | 2FA25A50 | 1 | LT | 801
PETE | 5225961 | 10.517.599 | HELICAL GEAR W/KEY (M5), MDL# FGL-150 | 245ZLD0STM | SEED TANK MIXER. FED FROM WWTP 480V MCC 2 POSITION 06E 7 AMP BREAKER. | DG10334 (SHARPE MIXER STK CODE #100760) | 2FA25H69 | 1 | EA | 251
PETE | 5225963 | 10.510.620 | SEAL, GEARBOX, MDL# FGL-150 | 245ZLD0STM | SEED TANK MIXER. FED FROM WWTP 480V MCC 2 POSITION 06E 7 AMP BREAKER. | 12545 (SHARPE MIXER STK CODE #100758) | 2FA25H70 | 1 | EA | 21
PETE | 5225964 | 10.505.464 | SET SCREW, BRASS TIPPED, (2 REQ'D) MDL FGL-150 & FDP-150 | 245ZLD0STM | SEED TANK MIXER. FED FROM WWTP 480V MCC 2 POSITION 06E 7 AMP BREAKER. | A2975 (SHARPE STK CODE #100951) | 2FA25H70 | 4 | EA | 12
PETE | 7004151 | 10.503.164 | BELT, V-DRIVE, CUT LENGTH- 50", TOP WIDTH- 21/32", GOODYEAR B47 OR EQUAL. (MATCHED SET OF 2) | 299ENSWPLT | SEWAGE TREATMENT PLANT INCLUDES ALL SEWAGE TREATMENT PLANT EQUIPMENT. | B47 | 1FA6D29 | 2 | ST | 35.72
PETE | 7901222 | 10.528.908 | FILTER, SIDCO #6473553K140 FOR CLOW CORPORATION, ROOTS BLOWER WASTE TREATMENT PLANT | 299ENSWPLT | SEWAGE TREATMENT PLANT INCLUDES ALL SEWAGE TREATMENT PLANT EQUIPMENT. | 6473553K140 | SB1CE9 | 14 | EA | 258.72
PETE | 5009280 | 10.530.528 | JOINT, EXPANSION, 6" X 4" X 10", GARLOCK 204, CHLOROBUTYL / POLY, ECCENTRIC TAPER, W/ OVERSIZE FILLED ARCH, FOR PETE #1 SCRUBBER SECONDARY HYDROCLONE FEED PUMP SUCTION LINE. | 272SHP1100 | SHP 121-1 SECONDARY HYDROCLONE FEED PUMP | 204 | SB1CE3 | 1 | EA | 1705
PETE | 5009262 | 10.530.635 | HOSE, SUCTION, 6", ECCENTRIC RUBBER | 272SHP1100 | SHP 121-1 SECONDARY HYDROCLONE FEED PUMP |  | SB3B2A1 | 1 | EA | 1022
PETE | 5009330 | 10.534.027 | SEAL, MECHANICAL, PUMP, PETE 1&2 SECONDARY HYDROCLONE FEED PPS AND DISPOSAL FEED PUMPS. | 272SHP1100 | SHP 121-1 SECONDARY HYDROCLONE FEED PUMP | SLC2/A2R101215-51 |  | 0 | EA | 0
PETE | 6716380 | 10.503.502 | BEARING, BALL, SINGLE ROW, RADIAL, MEDIUM SERIES, 65 MM BORE, 1 SHIELD, FOR PETE SEAL WATER PUMPS. | 272SHP2100 | SHP 122-1 GSS SECONDARY HYDROCLONE FEED PUMP | 6313ZC3 | 2FA5B10 | 2 | EA | 235.5
PETE | 5706729 | 10.509.635 | PACKING, GLAND, STD., FOR PETE #2 DEWATERING SECONDARY HYDROCLONE PUMPS, WARMAN PUMPS MODEL 6/4EAH. | 272SHP2100 | SHP 122-1 GSS SECONDARY HYDROCLONE FEED PUMP | E111Q21 | 2FA6E47 | 8 | EA | 192.8
PETE | 5706725 | 10.518.487 | IMPELLER, PUMP, 5VCG, FOR PETE #2 DEWATERING SECONDARY HYDROCLONE PUMPS, WARMAN PUMPS MODEL 6/4EAH. | 272SHP2100 | SHP 122-1 GSS SECONDARY HYDROCLONE FEED PUMP | D3147A49 | 2FA6H7 | 1 | EA | 1043.1
PETE | 5009028 | 10.511.254 | SLEEVE, PUMP, (LONG SHAFT), FOR PETE #1 & #2 SCRUBBER ABSORBER BLEED, MILL SLURRY, SECONDARY HYDROCLONE & SLURRY FEED PUMPS, WARMAN PUMPS MODELS 064EAH RAAJ 5310 & 064EAH RAAQ 6211. | 272SHP2300 | SHP 122-3 SECONDARY HYDROCLONE FEED PUMP | E076J04 | 2FA15C35 | 6 | EA | 3847.92
PETE | 5009187 | 10.533.679 | SEAL, MECHANICAL, I SLM-6000 3.375- FOR 4/3 CAH PP | 272SHP2300 | SHP 122-3 SECONDARY HYDROCLONE FEED PUMP | A2R91022-51 | SB3C1B4 | 1 | EA | 11370.17
PETE | 5225248 | 10.520.697 | PUMP, FLYGT MODEL NP3153.185, CI CONST W/HARD IRON, 465 IMP, 4" DISCH, 12 HP, 50 FT POWER CABLE, W/FLS, VITON O-RINGS, EPOXY COATING, ZINC ANODES, SiC/SiC LOWER SEAL, TC/TC UPPER SEAL, EQ. #9PMP-GSG005A/B | 245GSGSDPA | SLUDGE DECANT PUMP "A", INCLUDES PUMP/MOTOR, CONTROLS, VALVES AND PIPING. | 9PMP-GSG005A/B |  | 0 | EA | 0
PETE | 5225249 | 10.502.650 | PUMP, FLYGT MODEL NP3153.185, CI CONST W/HARD IRON, 463 IMP, 4" DISCH, 20 HP, 50 FT POWER CABLE, W/FLS, VITON O-RINGS, EPOXY COATING, ZINC ANODES, SiC/SiC LOWER SEAL, TC/TC UPPER SEAL, EQ. #9PMP-GSG004A/B | 245GSGSPPA | SLUDGE PIT FORWARDING PUMP "A", INCLUDES PUMP/MOTOR, CONTROLS, VALVES AND PIPING. | 9PMP-GSG004A/B | SB1IE3 | 1 | EA | 15828
PETE | 5015849 | 10.509.719 | MOTOR, ELECTRIC, 3 HP, 1200 RPM, 460 VOLT AC, 60 HZ, 213TC FRAME, BALDOR, IEEE841, SEVERE DUTY, TEFC, USED FOR PETE CALCIUM BROMIDE TRANSFER PUMPS A&B. | 245GSGSPM0 | SLUDGE PIT MIXER.. | CECP83764T-4 | SB1IC5 | 1 | EA | 1030.52
PETE | 5413004 | 10.535.821 | CT MFD, 7 FUNCTIONS, 7 TIME RANGES (0.05s-100h) 2 C/O CONTACTS, 2 LEDS | 245BASKID1 | SODIUM HYDROXIDE (CAUSTIC) METERING PUMP SKID. 120VAC FED FROM PNL DIST WTREATING CKT. #24 | 1SVR500020R1100 | 2FA19E47 | 1 | EA | 135.66
PETE | 5205181 | 10.524.307 | pH TRANSMITTER, BOTTOM ASH OVERFLOW TANK SYSTEM CAUSTIC TREATMENT | 245BASKID1 | SODIUM HYDROXIDE (CAUSTIC) METERING PUMP SKID. 120VAC FED FROM PNL DIST WTREATING CKT. #24 | 56-03-22-32-HT | 2FA58B3 | 1 | EA | 2714
PETE | 5205339 | 10.510.100 | PH TRANSMITTER | 245BASKID1 | SODIUM HYDROXIDE (CAUSTIC) METERING PUMP SKID. 120VAC FED FROM PNL DIST WTREATING CKT. #24 | 1056-03-22-32-HT | 2FA58B3 | 0 | EA | 0
PETE | 5009780 | 10.529.473 | GASKET, TANK, RUBBER, 24" DIA. X 1/4" THICK, MANWAY, DIAPHRAGM REINFORCED, W/ 28 - 7/8" HOLES, FOR PETE #1 & #2 SCRUBBER LIMESTONE SLURRY TANKS. | 272SST0100 | SST 120-1 LIMESTONE SLURRY STORAGE TANK *** CONFINED SPACE ENTRY *** *** SEE NOTES PAGE 6 *** (EAST TANK) | 3205-115-3275-24L | SB3B1A4 | 2 | EA | 186.48
PETE | 5015594 | 10.503.121 | VEGA AMERICAS-VEGAPULS66, (NI) CL 1, DIV 2, GP ABCD, MATERIAL H W/ HORN ANTENNA 316L, TWO WIRE 4 - 20 MA HART, ADDT ANTENNA EXT. SINGLE SECT., HORN ANTENNA EXTENDED BY 80", STANDPIPE TOT. LENGTH 88.07", USED ON PETE SBS REAGENT STOR. TANK | 272SST0200 | SST 120-2 LIMESTONE SLURRY STORAGE TANK *** CONFINED SPACE ENTRY *** *** SEE NOTES PAGE 6 *** (WEST TANK) | PS66.UXHAM2HANX1 | SB1GA5 | 1 | EA | 5240
PETE | 7005397 | 10.528.109 | COUPLING, SHAFT-COMPLETE, SIZE- 1050T10 1ST BORE- ROUGH, 2ND BORE- ROUGH. | 272STA0100 | STA 120-1 LIMESTONE SLURRY TANK AGITATOR | T 10 | 1FA7C26 | 2 | EA | 347.26
PETE | 5012962 | 10.515.464 | CLEANER, ULTRASONIC, MC-1 USED AT PETE 1, 2, CEMS & STACK. PURCHASE BY CASE (4 GALLONS/CASE). | 272STK0000 | STK NEW UNIT 1 AND 2 STACK AREA STRUCTURE AND BUILDING EQUIPMENT | 100-955-824 | 1FA24C5 | 6 | GAL | 345.78
PETE | 2901002 | 10.525.540 | BASKET ASSEMBLY FOR 14" MODEL AL DUPLEX STRAINER, STAINLESS STEEL CONSTRUCTION, WITH 1/8" PERFORATION AND MAGNET ASSEMBLY, PER DWG #AL-14008M-H4 | 272STR0100 | STR 120-1 MAKE UP WATER DUPLEX STRAINER | 128000530051222 | SB1AE1 | 2 | EA | 19600
PETE | 2901001 | 10.516.983 | GASKET SET, 14" STANDARD. | 272STR0100 | STR 120-1 MAKE UP WATER DUPLEX STRAINER | GST1105140 | SB1DE6 | 1 | ST | 1003
PETE | 5225366 | 10.519.876 | O-RINGS, DIAPHRAGM GASKETS FOR SULFURIC ACID METERING PUMP SKID | 245CFSAMPA | SULFURIC ACID METERING PUMP A. | 003952 | 2FA25E67 | 1 | EA | 1000
PETE | 5205315 | 10.527.638 | CAUSTIC, FERRIC CHLORIDE, SULFURIC ACID TANK UNLOADING AREA INDICATION | 245CFSAST0 | SULFURIC ACID STORAGE TANK, 12,000 GAL. CAPACITY, INCLUDES, INSTRUMENTS, CONTROLS, VALVES AND PIPING. 9TNK-CFF102 | 751AM7NABWR3C | 2FA22C18 | 1 | EA | 1002.86
PETE | 5205238 | 10.523.528 | ULTRASONIC LEVEL SWITCH | 245CFSAST0 | SULFURIC ACID STORAGE TANK, 12,000 GAL. CAPACITY, INCLUDES, INSTRUMENTS, CONTROLS, VALVES AND PIPING. 9TNK-CFF102 | 961-50A0-010/9A1-R11A-046 | 2FA58A3 | 1 | EA | 1319
PETE | 6718379 | 10.505.146 | REAR WEARPLATE, HARDENED MATERIAL, FOR THE GODWIN CD400M. | 299MBSP231 | SUPER SUMP PUMP 23-1: ***** SERIALIZED EQUIPMENT SEE NOTES PAGE-6 ***** | 1207343113 | SB1GC7 | 2 | EA | 8750.5
PETE | 6718378 | 10.509.819 | FRONT WEARPLATE, HARDENED MATERIAL, FOR THE GODWIN CD400M. | 299MBSP231 | SUPER SUMP PUMP 23-1: ***** SERIALIZED EQUIPMENT SEE NOTES PAGE-6 ***** | 1207333113 | SB1GE7 | 2 | EA | 6788.6
PETE | 6718338 | 10.515.693 | SPARE PARTS KIT, FOR SUPER SUMP PUMP COMPRESSOR. | 299MBSP231 | SUPER SUMP PUMP 23-1: ***** SERIALIZED EQUIPMENT SEE NOTES PAGE-6 ***** | GPCD400MRS36 | SB1GD5 | 2 | LT | 5100
PETE | 6718341 | 10.536.695 | DOWTY SEAL WASHER, FOR THE GODWIN CD400M | 299MBSP231 | SUPER SUMP PUMP 23-1: ***** SERIALIZED EQUIPMENT SEE NOTES PAGE-6 ***** | 4307339912 | 2FA5E45 | 6 | EA | 21.24
PETE | 6718342 | 10.524.138 | DOWTY SEAL WASHER, FOR THE GODWIN CD400M. | 299MBSP231 | SUPER SUMP PUMP 23-1: ***** SERIALIZED EQUIPMENT SEE NOTES PAGE-6 ***** | 4307639912 | 2FA5E45 | 22 | EA | 29.04
PETE | 6718343 | 10.521.936 | WEARPLATE SHIM, FOR THE GODWIN CD400M. | 299MBSP231 | SUPER SUMP PUMP 23-1: ***** SERIALIZED EQUIPMENT SEE NOTES PAGE-6 ***** | 3607436513 | SB1GE5 | 2 | EA | 313.2
PETE | 6718344 | 10.510.804 | WEARPLATE SHIM, FOR THE GODWIN CD400M. | 299MBSP231 | SUPER SUMP PUMP 23-1: ***** SERIALIZED EQUIPMENT SEE NOTES PAGE-6 ***** | 3607436523 | SB1GE5 | 2 | EA | 295.8
PETE | 6718345 | 10.534.606 | WEARPLATE SHIM, FOR THE GODWIN CD400M. | 299MBSP231 | SUPER SUMP PUMP 23-1: ***** SERIALIZED EQUIPMENT SEE NOTES PAGE-6 ***** | 3607436533 | SB1GE5 | 2 | EA | 278.4
PETE | 6718346 | 10.521.937 | WEARPLATE SHIM, FOR THE GODWIN CD400M. | 299MBSP231 | SUPER SUMP PUMP 23-1: ***** SERIALIZED EQUIPMENT SEE NOTES PAGE-6 ***** | 3607436543 | SB1GE5 | 2 | EA | 288.84
PETE | 6718347 | 10.521.922 | IMPELLER SHIM, FOR THE GODWIN CD400M. | 299MBSP231 | SUPER SUMP PUMP 23-1: ***** SERIALIZED EQUIPMENT SEE NOTES PAGE-6 ***** | 3607426513 | 2FA5E45 | 2 | EA | 37.06
PETE | 6718348 | 10.510.797 | IMPELLER SHIM, FOR THE GODWIN CD400M. | 299MBSP231 | SUPER SUMP PUMP 23-1: ***** SERIALIZED EQUIPMENT SEE NOTES PAGE-6 ***** | 3607426523 | 2FA5E46 | 2 | EA | 35.5
PETE | 6718349 | 10.534.592 | IMPELLER SHIM, FOR THE GODWIN CD400M. | 299MBSP231 | SUPER SUMP PUMP 23-1: ***** SERIALIZED EQUIPMENT SEE NOTES PAGE-6 ***** | 3607426533 | 2FA5E46 | 2 | EA | 37.06
PETE | 6718350 | 10.521.923 | IMPELLER SHIM, FOR THE GODWIN CD400M. | 299MBSP231 | SUPER SUMP PUMP 23-1: ***** SERIALIZED EQUIPMENT SEE NOTES PAGE-6 ***** | 3607426543 | 2FA5E46 | 2 | EA | 39.68
PETE | 6718351 | 10.505.235 | IMPELLER SHIM, FOR THE GODWIN CD400M. | 299MBSP231 | SUPER SUMP PUMP 23-1: ***** SERIALIZED EQUIPMENT SEE NOTES PAGE-6 ***** | 3607426553 | 2FA5E46 | 2 | EA | 43.32
PETE | 5711980 | 10.529.429 | FLAPPER, VALVE CHECK, | 299MBSP231 | SUPER SUMP PUMP 23-1: ***** SERIALIZED EQUIPMENT SEE NOTES PAGE-6 ***** | GPV16150F | 4FA55B4 | 2 | EA | 2430
PETE | 6718339 | 10.521.695 | MECHANICAL SEAL KIT, FOR THE GODWIN CD400M. | 299MBSP231 | SUPER SUMP PUMP 23-1: ***** SERIALIZED EQUIPMENT SEE NOTES PAGE-6 ***** | GPCD400MSK10 | SB1GE5 | 1 | LT | 9418.5
PETE | 6718393 | 10.512.079 | VALVE, CHECK, 18" X 16", W/150# FLANGES, FOR USE ON PETE SUPER SUMP PUMPS. | 299MBSP231 | SUPER SUMP PUMP 23-1: ***** SERIALIZED EQUIPMENT SEE NOTES PAGE-6 ***** | VLCK180F1C01 | SB3K1B2 | 1 | EA | 10296
PETE | 3907395 | 10.506.030 | VALVE, AIR VACUUM RELEASE, W/125# FLANGED INLET & OUTLET, SIZE 3", USED ON PETERSBURG SUPER SUMP PUMPS. | 299MBSP231 | SUPER SUMP PUMP 23-1: ***** SERIALIZED EQUIPMENT SEE NOTES PAGE-6 ***** | 3'' FIG NO. 930 DJ | SB5A1B3 | 1 | EA | 708.32
PETE | 6718381 | 10.513.521 | CONTACT BEARING, FOR THE GODWIN CD400M. | 299MBSP231 | SUPER SUMP PUMP 23-1: ***** SERIALIZED EQUIPMENT SEE NOTES PAGE-6 ***** | 3908079912A | 2FA5G23 | 2 | EA | 1810
PETE | 6718390 | 10.519.159 | BEARING LOCKNUT, FOR THE GODWIN CD400M. | 299MBSP231 | SUPER SUMP PUMP 23-1: ***** SERIALIZED EQUIPMENT SEE NOTES PAGE-6 ***** | KM20-L5 | 2FA5E47 | 2 | EA | 176.5
PETE | 6718391 | 10.512.165 | BEARING WASHER, FOR THE GODWIN CD400M. | 299MBSP231 | SUPER SUMP PUMP 23-1: ***** SERIALIZED EQUIPMENT SEE NOTES PAGE-6 ***** | 3908039912A | 2FA5E48 | 2 | EA | 19.64
PETE | 6706743 | 10.508.089 | KIT, COUPLING, CONSISTS OF BOLTS, THIN WASHERS, BEVEL WASHERS, LOCKNUTS, (8) BOTTOM THICK BEVEL WASHERS AND (2) DISC PACKS. USED ON SUPER SUMP COUPLING FOR 350 SV COUPLING. | 299MBSP231 | SUPER SUMP PUMP 23-1: ***** SERIALIZED EQUIPMENT SEE NOTES PAGE-6 ***** | 305-02-00035A | 1FA2B1 | 2 | EA | 6212
PETE | 6718337 | 10.520.354 | GODWIN DRI-PRIME MODEL CD400M BARE SHAFT PUMP END, 18" X 18" 150# FLANGED CONNECTIONS, WITH HARDENED MATERIAL FRONT AND REAR WEARPLATES. | 299MBSP231 | SUPER SUMP PUMP 23-1: ***** SERIALIZED EQUIPMENT SEE NOTES PAGE-6 ***** | PECDBB180C000 |  | 0 | EA | 0
PETE | 6718340 | 10.528.979 | EJECTOR KIT, FOR THE GODWIN CD400M. | 299MBSP231 | SUPER SUMP PUMP 23-1: ***** SERIALIZED EQUIPMENT SEE NOTES PAGE-6 ***** | GPEK12 | 2FA5D29 | 2 | LT | 2114.96
PETE | 6718377 | 10.518.467 | CD400 IMPELLER | 299MBSP231 | SUPER SUMP PUMP 23-1: ***** SERIALIZED EQUIPMENT SEE NOTES PAGE-6 ***** | 1207313025 | SB1GD5 | 1 | EA | 6876
PETE | 5711981 | 10.508.872 | GASKET, CHECK VALVE COVER | 299MBSP231 | SUPER SUMP PUMP 23-1: ***** SERIALIZED EQUIPMENT SEE NOTES PAGE-6 ***** | GPV16150G | 4FA55B4 | 2 | EA | 352.8
PETE | 6718035 | 10.501.748 | EJECTOR BALL SEAT FOR GODWIN SUPER SUMP PUMPS | 299MBSP231 | SUPER SUMP PUMP 23-1: ***** SERIALIZED EQUIPMENT SEE NOTES PAGE-6 ***** | 2304122011 | 2FA5E43 | 2 | EA | 268.89
PETE | 6718036 | 10.516.681 | EJECTOR BALL FOR GODWIN SUPER SUMP PUMPS | 299MBSP231 | SUPER SUMP PUMP 23-1: ***** SERIALIZED EQUIPMENT SEE NOTES PAGE-6 ***** | 3906411113A | 2FA5E43 | 2 | EA | 21.21
PETE | 6718382 | 10.526.161 | ROLLER BEARING, FOR THE GODWIN CD400M. | 299MBSP231 | SUPER SUMP PUMP 23-1: ***** SERIALIZED EQUIPMENT SEE NOTES PAGE-6 ***** | 3908099912A | 2FA5C31 | 1 | EA | 402
PETE | 6718392 | 10.533.673 | LIP SEAL, BEARING AREA, FOR THE GODWIN CD400M. | 299MBSP231 | SUPER SUMP PUMP 23-1: ***** SERIALIZED EQUIPMENT SEE NOTES PAGE-6 ***** | 3812904112A | 2FA5E47 | 4 | EA | 353
PETE | 6718395 | 10.508.197 | FLANGE, COUPLING, , 1840 RPM, (TAKES 2 TO MAKE A COMPLETE COUPLING) FOR PETE SUPER SUMP PUMPS | 299MBSP231 | SUPER SUMP PUMP 23-1: ***** SERIALIZED EQUIPMENT SEE NOTES PAGE-6 ***** | #011134 PX140 1840 FLANGE | SB1IB8 | 4 | EA | 2592.6
PETE | 6718396 | 10.528.658 | ELEMENT, COUPLING, FOR PETE SUPER SUMP PUMPS. | 299MBSP231 | SUPER SUMP PUMP 23-1: ***** SERIALIZED EQUIPMENT SEE NOTES PAGE-6 ***** | 011114 PX140 1840 ELEMENT | SB1IB8 | 4 | EA | 2135.68
PETE | 3909063 | 10.524.261 | VALVE, GLOBE, SIZE/CONN- 3/4 NPT RTNG/MATL- 150/UNION, DESC- BRONZE, RISING STEM. | 272SW80203 | SWS-802-03 PIPING, WATER, SEAL TO 120-1A MILL SLURRY PUMP. (3/4" LINE) | 7TF | 1FA10J5 | 4 | EA | 246.16
PETE | 7004142 | 10.514.051 | BELT, V-DRIVE, CUT LENGTH- 45", TOP WIDTH- 21/32", (MATCHED SET OF 2). | 272THF0100 | THF 120-1 TRUCK HOPPER FAN | B42 | 1FA6G29 | 1 | ST | 12.32
PETE | 6002054 | 10.528.956 | DRIVE UNIT, 120V/1 PHASE, 3000 FT LBS TORQUE/100 DEGREES TRAVEL, FULL STROKE IN 30 SEC., WEATHERPROOF, CONTACTLESS POSITION SENSOR CPS-2, USED ON PETE 1 ID FAN INLET. |  | U2 "B" Corner Fire Repairs | 22-309-3000-30 | SB1KF7 | 1 | EA | 28980
PETE | 5009602 | 10.536.607 | VALVE, SOLENOID, 24 VDC., 3/32" ORIFICE, 1/4" PIPE, 3- WAY DIRECT, UNIVERSAL, 60 PSI AIR, 60 PSI H20, 60 PSI OIL, GENERAL, FOR PETE #1 & #2 SCRUBBER SO2 INLET MONITORS. | 272AE11000 | UNIT #1 SCRUBBER INLET SO2 ANALYZER INCLUDES SO2 ANALYZER,SAMPLE SYSTEM AND SHELTER. (NON-CERTIFIED) | 8320G200 | 1FA10F62 | 1 | EA | 125
PETE | 5304007 | 10.527.514 | HEATER COIL, 115VAC, 400W, 4M ARMORED CABLE, COIL W/INTEGRAL K-TYPE, T/C, FOR PETE 1 & 2 INLET PROBE - FOR USE W/ASI MODEL DP-060-A MODULAR HTR ASSEMBLY, OR EPM 797.560 HTR'S (AS 0041.314 COIL). | 272AE11000 | UNIT #1 SCRUBBER INLET SO2 ANALYZER INCLUDES SO2 ANALYZER,SAMPLE SYSTEM AND SHELTER. (NON-CERTIFIED) | 5100.252 | 2FA18A21 | 1 | EA | 1295
PETE | 5003740 | 10.505.436 | SWITCH, MOTOR CONTROL, FOR PETE SCRUBBERS SIEMENS-ALLIS 480V SWITCHGEARS, LA-600, 600A, S/N'S S-84429A7 & S-84429D5, IT#165. | 272ES00000 | UNIT 1 & 2 SCRUBBER ELECTRICAL SYSTEMS | 110-S-73 | 1FA5F29 | 4 | EA | 24.46
PETE | 5606606 | 10.510.176 | RELAY, TIME DELAY, .2-12 SEC DELAY, 120VAC OPERATING VOLTAGE STRUTHERS DUNN TYPE 236ABXPL012TDO | 299ENSP120 | UNIT 1 12A & 12B SUMP PUMP PIT *** CONFINED SPACE ENTRY *** *** SEE NOTES PAGE 6 *** | 236ABXPL012TDO | 2FA23H5 | 2 | EA | 435.02
PETE | 5205200 | 10.532.207 | OVERFLOW TANK pH SENSOR | 245BAOFTK1 | UNIT 1 BOTTOM ASH AREA OVERFLOW TANK, INCLUDES PIPING, VALVES, CONTROLS, INSTUMENTS. | 396R-13-21-54 | 2FA57B2 | 3 | EA | 2860.75
PETE | 5215976 | 10.519.728 | PH SENSOR, RETRACTABLE TYPE, GEN PUPOSE LOW RESISITIVITY GLASS, NA 21" TITANIUM TUBE FOR USE WITH 1057 WITH 15FT INTEGRAL CABLE | 245BAOFTK1 | UNIT 1 BOTTOM ASH AREA OVERFLOW TANK, INCLUDES PIPING, VALVES, CONTROLS, INSTUMENTS. | 396RVP-10-21-54 PH | 2FA57B2 | 7 | EA | 6076.87
PETE | 5205337 | 10.505.086 | PH CONTROL SYSTEM | 245BAOFTK1 | UNIT 1 BOTTOM ASH AREA OVERFLOW TANK, INCLUDES PIPING, VALVES, CONTROLS, INSTUMENTS. | 54674-29-200 | SB3 J | 1 | EA | 18549
PETE | 6716005 | 10.536.375 | VALVE, SWING, CHECK, 8", CLASS 150, BOLTED BONNET, FLG END, A351 CF8M-316, API TRIM, TEFLON GASKET | 245BAOFTK1 | UNIT 1 BOTTOM ASH AREA OVERFLOW TANK, INCLUDES PIPING, VALVES, CONTROLS, INSTUMENTS. | 8.0-POW-SS-FF | SB1MC8 | 2 | EA | 8924.08
PETE | 5225244 | 10.520.694 | PUMP, FLYGT MDL HP5540.181, HIGH CHROME WETTED END, 432 IMP, 6" DISCH, 20HP, 50' POWER CABLE, W/FLS, VITON O-RINGS, TC/TC LOWER & UPPER SEALS, EQ. #9PMP-FGD007A/B (700 GPM @ 60' TDH) | 245FGTCSPA | UNIT 3 FGD TRENCH COLLECTION SUMP PUMP "A" INCLUDES PUMP/MOTOR, CONTROLS, VALVES AND PIPING. FED FROM. | HP5540.181 | SB1IE10 | 1 | EA | 27130
PETE | 5225254 | 10.507.981 | ELBOW, DISCHARGE, 4 X 4, HIGH CHROME (INCLUDES BASE, ELBOW & STRAIGHT HARD IRON PIPE) | 245FOTCSPA | UNIT 3 OUTBOARD TRENCH COLLECTION SUMP PUMP "A", INCLUDES PUMP/MOTOR, CONTROLS, VALVES AND PIPING. | 540 74 00, 540 29 00, 540 27 00 | SB1ME10 | 3 | EA | 8329.65
PETE | 5225245 | 10.500.516 | PUMP, FLYGT MDL HP5520.180, HIGH CHROME WETTED END, 436 IMP, 4" DISCH, 5HP, 50' POWER CABLE, W/FLS, VITON O-RINGS, TC/TC LOWER & UPPER SEALS, EQ. #9PMP-FGD005A/B (200 GPM @ 46.2' TDH/25 PSIG) | 245FOTCSPA | UNIT 3 OUTBOARD TRENCH COLLECTION SUMP PUMP "A", INCLUDES PUMP/MOTOR, CONTROLS, VALVES AND PIPING. | HP5520.180-200 GPM | SB1JF11 | 1 | EA | 19290
PETE | 6407857 | 10.519.288 | MOTOR, ELECTRIC-AC, HORSEPOWER- 1, RPM- 1800 FRAME- 143TC, 230/460 VOLTS, 3 PHASE, 60 HZ, CW ROTATION FACE,TEFC, | 245FG3PHSM | UNIT 3 PUMP HOUSE BUILDING SUMP MIXER.. |  | 4FA51B6 | 1 | EA | 185.29
PETE | 5225246 | 10.532.970 | PUMP, FLYGT MDL HP5520.180, HIGH CHROME WETTED END, 438 IMP, 4" DISCH, 5 HP, 50' POWER CABLE, W/FLS, VITON O-RINGS, TC/TC LOWER & UPPER SEALS, EQ. #9PMP-FGD006A/B (300 GPM @ 25' TDH) | 245FPHBSPA | UNIT 3 PUMP HOUSE BUILDING SUMP PUMP "A", INCLUDES PUMP/MOTOR, CONTROLS, VALVES AND PIPING. | HP5520.180-300 GPM | SB1KA9 | 1 | EA | 19290
PETE | 5008519 | 10.515.278 | CAPILLARY, 10 MIL, "BLACK", FOR MODEL 42I NOX ANALYZER, USED ON HTP & PETE CEMS. | 203ENSCR03 | UNIT 3 SCR | 75-4121 | 1FA1G16 | 1 | EA | 67
PETE | 3914070 | 10.506.027 | VALVE, SOLENOID, SIZE PORTS- 3/4 RTNG/MATL- 120VAC, 11 WATT, P/N 8210G95MO. | 203ENSCR03 | UNIT 3 SCR | 8210G95MO | 1FA10G55 | 3 | EA | 691.14
PETE | 5002073 | 10.508.684 | FUSE, MOTOR STARTER CONTROL TRANSFORMER, 2.0 AMP, USED ON PETE WET DUST EXTRACTOR SYSTEM. | 203ENSCR03 | UNIT 3 SCR | LP-CC-2 | 1FA5G60 | 10 | EA | 107.4
PETE | 5225282 | 10.508.377 | GASKET, HP WATER PUMP | 24512HPWPA | UNITS 1 & 2 HIGH PRESSURE WATER SUPPLY PUMP A, MOTOR, PIPING, VALVES, INSTRUMENTS AND CONTROLS. 3,000 GPM @ 420FT TDH | 914564 | 2FA25C44 | 11 | EA | 386.35
PETE | 5225287 | 10.506.879 | BEARING, HP WATER PUMP, 21316 E, OUTBOARD | 24512HPWPA | UNITS 1 & 2 HIGH PRESSURE WATER SUPPLY PUMP A, MOTOR, PIPING, VALVES, INSTRUMENTS AND CONTROLS. 3,000 GPM @ 420FT TDH | 914578 | 2FA25A45 | 2 | EA | 622.85
PETE | 5015406 | 10.508.516 | ATLAS COPCO AIR/OIL FILTER KIT, USED ON ATLAS COPCO ZT90-10.4-60, PETE SBS BOP AIR COMPRESSORS. | 299SBOPACA | UNITS 1-2-3-4 BOP AIR COMPRESSOR "A". ATLAS COPCO, MODEL - ZT90_10.4-60, 125 H.P., 454 SCFM. | 2906066400 | 2FA56A3 | 3 | EA | 1395.63
PETE | 5015409 | 10.536.238 | DRAIN VALVE KIT, USED ON ATLAS COPCO ZT90-10.4-60, PETE SBS BOP AIR COMPRESSORS. | 299SBOPACA | UNITS 1-2-3-4 BOP AIR COMPRESSOR "A". ATLAS COPCO, MODEL - ZT90_10.4-60, 125 H.P., 454 SCFM. | 2901067300 | 2FA9F43 | 1 | EA | 196.87
PETE | 5015420 | 10.523.577 | CHECK VALVE KIT, USED ON ATLAS COPCO ZT90-10.4-60, PETE SBS BOP AIR COMPRESSORS. | 299SBOPACA | UNITS 1-2-3-4 BOP AIR COMPRESSOR "A". ATLAS COPCO, MODEL - ZT90_10.4-60, 125 H.P., 454 SCFM. | 2906066000 | 2FA9C35 | 1 | EA | 520.73
PETE | 5015425 | 10.515.554 | AUXILIARY CONTACT, USED ON ATLAS COPCO ZT90-10.4-60, PETE SBS BOP AIR COMPRESSORS. | 299SBOPACA | UNITS 1-2-3-4 BOP AIR COMPRESSOR "A". ATLAS COPCO, MODEL - ZT90_10.4-60, 125 H.P., 454 SCFM. | 1089960201 | 2FA9E44 | 1 | EA | 65.75
PETE | 5015426 | 10.507.613 | AUXILIARY CONTACT, USED ON ATLAS COPCO ZT90-10.4-60, PETE SBS BOP AIR COMPRESSORS. | 299SBOPACA | UNITS 1-2-3-4 BOP AIR COMPRESSOR "A". ATLAS COPCO, MODEL - ZT90_10.4-60, 125 H.P., 454 SCFM. | 1089960202 | 2FA9E44 | 1 | EA | 65.75
PETE | 5015427 | 10.507.634 | CONTACTOR, USED ON ATLAS COPCO ZT90-10.4-60, PETE SBS BOP AIR COMPRESSORS. | 299SBOPACA | UNITS 1-2-3-4 BOP AIR COMPRESSOR "A". ATLAS COPCO, MODEL - ZT90_10.4-60, 125 H.P., 454 SCFM. | 1SBL241001R8910 A26-30-10 | 2FA9F46 | 1 | EA | 278.92
PETE | 5015429 | 10.516.363 | DRIVE COUPLING ELEMENTS, USED ON ATLAS COPCO ZT90-10.4-60, PETE SBS BOP AIR COMPRESSORS. | 299SBOPACA | UNITS 1-2-3-4 BOP AIR COMPRESSOR "A". ATLAS COPCO, MODEL - ZT90_10.4-60, 125 H.P., 454 SCFM. | 1621020400 | 2FA9E45 | 12 | EA | 325.8
PETE | 5015403 | 10.509.584 | ROTO Z OIL 5.56 GAL. PAIL, USED ON ATLAS COPCO ZT275-10.4-60 & ZT90-10.4-60, PETE SBS & BOP AIR COMPRESSORS. | 299SBOPACA | UNITS 1-2-3-4 BOP AIR COMPRESSOR "A". ATLAS COPCO, MODEL - ZT90_10.4-60, 125 H.P., 454 SCFM. | 2908850101 | 2FA56B1 | 3 | BUC | 1590.87
PETE | 5015423 | 10.515.596 | CONTACTOR, USED ON ATLAS COPCO ZT90-10.4-60, PETE SBS BOP AIR COMPRESSORS. | 299SBOPACA | UNITS 1-2-3-4 BOP AIR COMPRESSOR "A". ATLAS COPCO, MODEL - ZT90_10.4-60, 125 H.P., 454 SCFM. | 1SFL471001R8911 A145-30-11 | 2FA9B28 | 1 | EA | 1941.9
PETE | 5015424 | 10.527.897 | CONTACTOR, USED ON ATLAS COPCO ZT90-10.4-60, PETE SBS BOP AIR COMPRESSORS. | 299SBOPACA | UNITS 1-2-3-4 BOP AIR COMPRESSOR "A". ATLAS COPCO, MODEL - ZT90_10.4-60, 125 H.P., 454 SCFM. | 1SBL371001R8911 A63-30-11 | 2FA9B29 | 1 | EA | 1230.04
PETE | 5015404 | 10.534.361 | PRESSURE SENSOR, USED ON ATLAS COPCO ZT275-10.4-60 & ZT90-10.4-60, PETE SBS & BOP AIR COMPRESSORS. | 299SBOPACA | UNITS 1-2-3-4 BOP AIR COMPRESSOR "A". ATLAS COPCO, MODEL - ZT90_10.4-60, 125 H.P., 454 SCFM. | 1089962512 | 2FA9F45 | 2 | EA | 597.24
PETE | 5015405 | 10.534.364 | TEMPERATURE SENSOR, USED ON ATLAS COPCO ZT275-10.4-60 & ZT90-10.4-60, PETE SBS & BOP AIR COMPRESSORS. | 299SBOPACA | UNITS 1-2-3-4 BOP AIR COMPRESSOR "A". ATLAS COPCO, MODEL - ZT90_10.4-60, 125 H.P., 454 SCFM. | 1089057470 | 2FA9F44 | 3 | EA | 230.37
PETE | 5015421 | 10.536.240 | INLET VALVE KIT, USED ON ATLAS COPCO ZT90-10.4-60, PETE SBS BOP AIR COMPRESSORS. | 299SBOPACA | UNITS 1-2-3-4 BOP AIR COMPRESSOR "A". ATLAS COPCO, MODEL - ZT90_10.4-60, 125 H.P., 454 SCFM. | 2906065900 | 2FA9B34 | 1 | EA | 230.03
PETE | 5015422 | 10.535.841 | INLET VALVE OVERHAUL KIT, USED ON ATLAS COPCO ZT90-10.4-60, PETE SBS BOP AIR COMPRESSORS. | 299SBOPACA | UNITS 1-2-3-4 BOP AIR COMPRESSOR "A". ATLAS COPCO, MODEL - ZT90_10.4-60, 125 H.P., 454 SCFM. | 2906017600 | 2FA9E46 | 1 | EA | 125.53
PETE | 5015428 | 10.523.947 | SOLENOID VALVE, USED ON ATLAS COPCO ZT90-10.4-60, PETE SBS BOP AIR COMPRESSORS. | 299SBOPACA | UNITS 1-2-3-4 BOP AIR COMPRESSOR "A". ATLAS COPCO, MODEL - ZT90_10.4-60, 125 H.P., 454 SCFM. | 1089042814 | 2FA9E45 | 1 | EA | 268.69
PETE | 5015430 | 10.504.909 | MUFFLER, USED ON ATLAS COPCO ZT90-10.4-60, PETE SBS BOP AIR COMPRESSORS. | 299SBOPACA | UNITS 1-2-3-4 BOP AIR COMPRESSOR "A". ATLAS COPCO, MODEL - ZT90_10.4-60, 125 H.P., 454 SCFM. | 1621008200 | 2FA9E45 | 1 | EA | 173.19
PETE | 5015367 | 10.508.534 | PILOT FILTER, USED ON ATLAS COPCO BD 5OO, BOP PETE AIR DRYERS | 299SBOPADA | UNITS 1-2-3-4 BOP AIR DRYER 'A" ATLAS COPCO, MODEL BD500+ | 909300321 | 2FA9A32 | 2 | EA | 772.08
PETE | 5015395 | 10.505.275 | REGULATOR, USED ON ATLAS COPCO BD 1100+ AND BD500 AIR DRYERS. | 299SBOPADA | UNITS 1-2-3-4 BOP AIR DRYER 'A" ATLAS COPCO, MODEL BD500+ | 9093003301 | 2FA9E45 | 1 | EA | 651.47
PETE | 5015368 | 10.513.792 | BLOWER, USED ON ATLAS COPCO BD 500, BOP PETE AIR DRYERS | 299SBOPADA | UNITS 1-2-3-4 BOP AIR DRYER 'A" ATLAS COPCO, MODEL BD500+ | 1624503366 | SB1DB1 | 1 | EA | 6522.57
PETE | 5015370 | 10.528.881 | BLOWER INTAKE FILTER, USED ON ATLAS COPCO BD 5OO, BOP PETE AIR DRYERS | 299SBOPADA | UNITS 1-2-3-4 BOP AIR DRYER 'A" ATLAS COPCO, MODEL BD500+ | 1624596040 | 2FA9B33 | 3 | EA | 108.09
PETE | 5015371 | 10.500.625 | CHECK VALVE, USED ON ATLAS COPCO BD 500, BOP PETE AIR DRYERS | 299SBOPADA | UNITS 1-2-3-4 BOP AIR DRYER 'A" ATLAS COPCO, MODEL BD500+ | 1624503342 | 2FA9H24 | 1 | EA | 280.83
PETE | 5015373 | 10.505.049 | DESICCANT SCREEN, USED ON ATLAS COPCO BD 500, BOP PETE AIR DRYERS | 299SBOPADA | UNITS 1-2-3-4 BOP AIR DRYER 'A" ATLAS COPCO, MODEL BD500+ | 1624500501 | 2FA9G27 | 1 | EA | 264.28
PETE | 5015374 | 10.505.967 | BUTTERFLY VALVE, USED ON ATLAS COPCO BD 500, BOP PETE AIR DRYERS | 299SBOPADA | UNITS 1-2-3-4 BOP AIR DRYER 'A" ATLAS COPCO, MODEL BD500+ | 1624595280 | 2FA9C36 | 1 | EA | 1151.49
PETE | 5015393 | 10.527.882 | CONTACTOR, USED ON ATLAS COPCO BD 1100+ AND BD500 AIR DRYERS. | 299SBOPADA | UNITS 1-2-3-4 BOP AIR DRYER 'A" ATLAS COPCO, MODEL BD500+ | 1624503890 | 2FA9F42 | 1 | EA | 519.35
PETE | 5015400 | 10.503.754 | CIRCUIT BREAKER, 3 AMP, USED ON ATLAS COPCO BD 1100+ AND BD500 AIR DRYERS. | 299SBOPADA | UNITS 1-2-3-4 BOP AIR DRYER 'A" ATLAS COPCO, MODEL BD500+ | 1624503888 | 2FA8E40 | 1 | EA | 334.03
PETE | 5015401 | 10.526.701 | CIRCUIT BREAKER, 1 AMP, USED ON ATLAS COPCO BD 1100+ AND BD500 AIR DRYERS. | 299SBOPADA | UNITS 1-2-3-4 BOP AIR DRYER 'A" ATLAS COPCO, MODEL BD500+ | 1624503885 | 2FA9E36 | 1 | EA | 334.03
PETE | 5015402 | 10.514.401 | CIRCUIT BREAKER, 4 AMP, USED ON ATLAS COPCO BD 1100+ AND BD500 AIR DRYERS. | 299SBOPADA | UNITS 1-2-3-4 BOP AIR DRYER 'A" ATLAS COPCO, MODEL BD500+ | 1624503889 | 2FA8E40 | 1 | EA | 151.09
PETE | 5015391 | 10.507.181 | E STOP BUTTON, USED ON ATLAS COPCO BD 1100+ AND BD500 AIR DRYERS. | 299SBOPADA | UNITS 1-2-3-4 BOP AIR DRYER 'A" ATLAS COPCO, MODEL BD500+ | 1624503901 | 2FA9E47 | 1 | EA | 504.83
PETE | 5015397 | 10.523.936 | VALVE, SOLENOID, USED ON ATLAS COPCO BD 1100+ AND BD500 AIR DRYERS. | 299SBOPADA | UNITS 1-2-3-4 BOP AIR DRYER 'A" ATLAS COPCO, MODEL BD500+ | 1624503616 | 2FA9E36 | 2 | EA | 770.84
PETE | 5015365 | 10.522.090 | PRESSURE SENSOR, USED ON ATLAS COPCO BD 5OO, BOP PETE AIR DRYERS | 299SBOPADA | UNITS 1-2-3-4 BOP AIR DRYER 'A" ATLAS COPCO, MODEL BD500+ | 1089962518 | 2FA9E49 | 1 | EA | 291.84
PETE | 5015366 | 10.517.523 | PRESSURE GAUGE, USED ON ATLAS COPCO BD 5OO, BOP PETE AIR DRYERS | 299SBOPADA | UNITS 1-2-3-4 BOP AIR DRYER 'A" ATLAS COPCO, MODEL BD500+ | 1624503355 | 2FA9E39 | 1 | EA | 58.28
PETE | 5015369 | 10.518.212 | HEATER, USED ON ATLAS COPCO BD 500, BOP PETE AIR DRYERS. | 299SBOPADA | UNITS 1-2-3-4 BOP AIR DRYER 'A" ATLAS COPCO, MODEL BD500+ | 1624522800 | 4FA50B11 | 1 | EA | 3633.98
PETE | 5015372 | 10.511.801 | SAFETY VALVE, USED ON ATLAS COPCO DB 500, BOP PETE AIR DRYERS | 299SBOPADA | UNITS 1-2-3-4 BOP AIR DRYER 'A" ATLAS COPCO, MODEL BD500+ | 1624503353 | 2FA9F46 | 1 | EA | 84.02
PETE | 5015375 | 10.516.817 | PD 55O ELEMENT, USED ON ATLAS COPCO BD 500 BOP, PETE AIR DRYERS | 299SBOPADA | UNITS 1-2-3-4 BOP AIR DRYER 'A" ATLAS COPCO, MODEL BD500+ | 2901200310 | SB1DE1 | 6 | EA | 4348.2
PETE | 5015376 | 10.528.713 | PD 550 ELEMENT, USED ON ATLAS COPCO BD 5OO BOP, PETE AIR DRYERS | 299SBOPADA | UNITS 1-2-3-4 BOP AIR DRYER 'A" ATLAS COPCO, MODEL BD500+ | 2901200410 | SB1DE1 | 6 | EA | 4348.2
PETE | 5015392 | 10.505.318 | OVERLOAD RELAY, USED ON ATLAS COPCO BD 1100+ AND BD500 AIR DRYERS. | 299SBOPADA | UNITS 1-2-3-4 BOP AIR DRYER 'A" ATLAS COPCO, MODEL BD500+ | 193-ED1EB | 2FA9F43 | 1 | EA | 187.09
PETE | 5015394 | 10.523.645 | TRANSFORMER, USED ON ATLAS COPCO BD 1100+ AND BD500 AIR DRYERS. | 299SBOPADA | UNITS 1-2-3-4 BOP AIR DRYER 'A" ATLAS COPCO, MODEL BD500+ | E150JN | 2FA8C32 | 1 | EA | 209.4
PETE | 5015396 | 10.531.303 | MUFFLER, USED ON ATLAS COPCO BD 1100+ AND BD500 AIR DRYERS. | 299SBOPADA | UNITS 1-2-3-4 BOP AIR DRYER 'A" ATLAS COPCO, MODEL BD500+ | 1624595310 | 2FA9E43 | 1 | EA | 65.68
PETE | 5015399 | 10.511.081 | PRESSURE SENSOR, USED ON ATLAS COPCO BD 1100+ AND BD500 AIR DRYERS. | 299SBOPADA | UNITS 1-2-3-4 BOP AIR DRYER 'A" ATLAS COPCO, MODEL BD500+ | 1089962516 | 2FA9F45 | 1 | EA | 298.62
PETE | 5015407 | 10.516.036 | ELECTRONIKON CONTROLLER, USED ON ATLAS COPCO BD 1100+ AND BD 500, SBS AND BOP AIR DRYERS AT PETERSBURG. | 299SBOPADA | UNITS 1-2-3-4 BOP AIR DRYER 'A" ATLAS COPCO, MODEL BD500+ | 1900520013 | 2FA9D23 | 1 | EA | 2137.93
PETE | 5015408 | 10.508.054 | ELECTRONIKON CONTROLLER, USED ON ATLAS COPCO BD 1100+ AND BD 500, SBS AND BOP AIR DRYERS AT PETERSBURG. | 299SBOPADA | UNITS 1-2-3-4 BOP AIR DRYER 'A" ATLAS COPCO, MODEL BD500+ | 1900520033 | 2FA9B27 | 1 | EA | 1803.71
PETE | 5015411 | 10.517.037 | OIL FILTER, USED ON ATLAS COPCO ZT275-10.4-60, PETE SBS AIR COMPRESSORS. | 299SBSAACA | UNITS 1-2-3-4 SBS ATOMIZING AIR COMPRESSOR "A". ATLAS COPCO, MODEL - ZT275_1-10.4-60, 350 H.P., 1245 SCFM. | 1614874799 | 2FA9A29 | 5 | EA | 644.4
PETE | 5015417 | 10.528.534 | INNERCOOLER DRAIN KIT, USED ON ATLAS COPCO ZT275-10.4-60, PETE SBS AIR COMPRESSORS. | 299SBSAACA | UNITS 1-2-3-4 SBS ATOMIZING AIR COMPRESSOR "A". ATLAS COPCO, MODEL - ZT275_1-10.4-60, 350 H.P., 1245 SCFM. | VB42-Q-NQ-5 | 2FA9F44 | 1 | EA | 115.65
PETE | 5015414 | 10.536.237 | CHECK VALVE KIT, USED ON ATLAS COPCO ZT275-10.4-60, PETE SBS AIR COMPRESSORS. | 299SBSAACA | UNITS 1-2-3-4 SBS ATOMIZING AIR COMPRESSOR "A". ATLAS COPCO, MODEL - ZT275_1-10.4-60, 350 H.P., 1245 SCFM. | 2906039000 | 2FA9C23 | 1 | EA | 1875.63
PETE | 5015418 | 10.515.582 | CONTACTOR, USED ON ATLAS COPCO ZT275-10.4-60, PETE SBS AIR COMPRESSORS. | 299SBSAACA | UNITS 1-2-3-4 SBS ATOMIZING AIR COMPRESSOR "A". ATLAS COPCO, MODEL - ZT275_1-10.4-60, 350 H.P., 1245 SCFM. | 1089941524 | 2FA9E44 | 1 | EA | 86.06
PETE | 5015419 | 10.507.627 | CONTACTOR, USED ON ATLAS COPCO ZT275-10.4-60, PETE SBS AIR COMPRESSORS. | 299SBSAACA | UNITS 1-2-3-4 SBS ATOMIZING AIR COMPRESSOR "A". ATLAS COPCO, MODEL - ZT275_1-10.4-60, 350 H.P., 1245 SCFM. | 1089941517 | 2FA9F44 | 1 | EA | 87.71
PETE | 5015416 | 10.523.579 | IC BLOWDOWN VALVE KIT, USED ON ATLAS COPCO ZT275-10.4-60, PETE SBS AIR COMPRESSORS. | 299SBSAACA | UNITS 1-2-3-4 SBS ATOMIZING AIR COMPRESSOR "A". ATLAS COPCO, MODEL - ZT275_1-10.4-60, 350 H.P., 1245 SCFM. | 2906069100 | 2FA9F44 | 1 | EA | 987.71
PETE | 5015410 | 10.528.857 | AIR/OIL FILTER KIT, ATLAS COPCO, USED ON ATLAS COPCO ZT275-10.4-60, PETE SBS AIR COMPRESSORS. | 299SBSAACA | UNITS 1-2-3-4 SBS ATOMIZING AIR COMPRESSOR "A". ATLAS COPCO, MODEL - ZT275_1-10.4-60, 350 H.P., 1245 SCFM. | 2906073000 | 2FA56A3 | 3 | EA | 2092.23
PETE | 5015412 | 10.516.469 | PISTON DIAPHRAGM, USED ON ATLAS COPCO ZT275-10.4-60, PETE SBS AIR COMPRESSORS. | 299SBSAACA | UNITS 1-2-3-4 SBS ATOMIZING AIR COMPRESSOR "A". ATLAS COPCO, MODEL - ZT275_1-10.4-60, 350 H.P., 1245 SCFM. | 1616673100 | 2FA9F43 | 1 | EA | 143.43
PETE | 5015413 | 10.519.419 | MUFFLER, USED ON ATLAS COPCO ZT275-10.4-60, PETE SBS AIR COMPRESSORS. | 299SBSAACA | UNITS 1-2-3-4 SBS ATOMIZING AIR COMPRESSOR "A". ATLAS COPCO, MODEL - ZT275_1-10.4-60, 350 H.P., 1245 SCFM. | 1623198700 | 2FA9E43 | 1 | EA | 388.57
PETE | 5015415 | 10.505.649 | INLET VALVE KIT, USED ON ATLAS COPCO ZT275-10.4-60, PETE SBS AIR COMPRESSORS. | 299SBSAACA | UNITS 1-2-3-4 SBS ATOMIZING AIR COMPRESSOR "A". ATLAS COPCO, MODEL - ZT275_1-10.4-60, 350 H.P., 1245 SCFM. | 2906051000 | 2FA9G19 | 1 | EA | 759.22
PETE | 5015382 | 10.523.559 | VALVE ASSEMBLY, USED ON ATLAS COPCO BD 1100+, PETE SBS AIR DRYER. | 299SBSAADA | UNITS 1-2-3-4 SBS ATOMIZING AIR DRYER "A" ATLAS COPCO, MODEL BD1100+ZP. | 1624821080 | SB1GB2 | 1 | EA | 11645.68
PETE | 5015856 | 10.508.901 | GASKET, AIR DRYER, USED ON SBS AIR DRYERS, ON ATOMIZING AIR DRYERS A,B,C,D, IN THE SBS AIR COMP BUILDING. | 299SBSAADA | UNITS 1-2-3-4 SBS ATOMIZING AIR DRYER "A" ATLAS COPCO, MODEL BD1100+ZP. | 0653 0400 05 | 2FA9F37 | 3 | EA | 25.41
PETE | 5015377 | 10.516.815 | DPD 1100 ELEMENTS, USED ON ATLAS COPCO BD 1100+ AIR DRYER | 299SBSAADA | UNITS 1-2-3-4 SBS ATOMIZING AIR DRYER "A" ATLAS COPCO, MODEL BD1100+ZP. | 1629054717 | SB1DE1 | 4 | EA | 1855.16
PETE | 5015387 | 10.536.440 | CHECK VALVE, USED ON ATLAS COPCO BD 1100+ AIR DRYER, PETE SBS AIR DRYERS. | 299SBSAADA | UNITS 1-2-3-4 SBS ATOMIZING AIR DRYER "A" ATLAS COPCO, MODEL BD1100+ZP. | 1624503341 | 2FA9C34 | 1 | EA | 370.17
PETE | 5015389 | 10.533.452 | DESICCANT SCREEN, USED ON ATLAS COPCO BD 1100+ AIR DRIVER, PETE SBS AIR DRYER. | 299SBSAADA | UNITS 1-2-3-4 SBS ATOMIZING AIR DRYER "A" ATLAS COPCO, MODEL BD1100+ZP. | 1624500502 | 2FA9A33 | 1 | EA | 251.56
PETE | 5015385 | 10.507.132 | BLOWER, USED ON ATLAS COPCO BD 1100+, PETE SBS AIR DRYERS. | 299SBSAADA | UNITS 1-2-3-4 SBS ATOMIZING AIR DRYER "A" ATLAS COPCO, MODEL BD1100+ZP. | 1089945955 | SB1HF11 | 0 | EA | 0
PETE | 5015378 | 10.516.350 | PD 1100 ELEMENTS, USED ON ATLAS COPCO BD 1100+ AIR DRYER | 299SBSAADA | UNITS 1-2-3-4 SBS ATOMIZING AIR DRYER "A" ATLAS COPCO, MODEL BD1100+ZP. | 1629053717 | SB1DE1 | 4 | EA | 1855.16
PETE | 5015381 | 10.504.535 | PRESSURE GAUGE, USED ON ATLAS COPCO BD 1100+, PETE SBS AIR DRYERS | 299SBSAADA | UNITS 1-2-3-4 SBS ATOMIZING AIR DRYER "A" ATLAS COPCO, MODEL BD1100+ZP. | 1624595234 | 2FA9E38 | 1 | EA | 31.36
PETE | 5015383 | 10.536.226 | VALVE ASSEMBLY, USED ON ATLAS COPCO BD 1100+, PETE SBS AIR DRYERS. | 299SBSAADA | UNITS 1-2-3-4 SBS ATOMIZING AIR DRYER "A" ATLAS COPCO, MODEL BD1100+ZP. | 1617907582 | 2FA9G25 | 1 | EA | 1608.69
PETE | 5015384 | 10.516.510 | FAN COOLER USED ON ATLAS COPCO MODEL BDE 1100+, S/N UTF 1226K1, PETE SBS AIR DRYERS. | 299SBSAADA | UNITS 1-2-3-4 SBS ATOMIZING AIR DRYER "A" ATLAS COPCO, MODEL BD1100+ZP. | 1624852785 | SB1FC9 | 1 | EA | 5751.34
PETE | 5015388 | 10.523.931 | SAFETY VALVE, USED ON ATLAS COPCO BD 1100+ AIR DRYER, PETE SBS AIR DRYERS. | 299SBSAADA | UNITS 1-2-3-4 SBS ATOMIZING AIR DRYER "A" ATLAS COPCO, MODEL BD1100+ZP. | 6010HGM01-KM | 2FA9D24 | 1 | EA | 368.51
PETE | 5015390 | 10.523.769 | INLET BUTTERFLY VALVE, USED ON ATLAS COPCO BD 1100+ AIR DRYER | 299SBSAADA | UNITS 1-2-3-4 SBS ATOMIZING AIR DRYER "A" ATLAS COPCO, MODEL BD1100+ZP. | 1624504135 | SB1EE7 | 2 | EA | 6315.94
PETE | 5205043 | 10.506.706 | ACTUATOR MOUNTING KIT, 16" BUTTERFLY VALVE | 24534HPWPA | UNITS 3 & 4 HIGH PRESSURE WATER SUPPLY PUMP A, MOTOR, PIPING, VALVES, INSTRUMENTS AND CONTROLS. 3,500 GPM @ 420FT TDH | 54674-25-200-63 | 2FA25G67 | 1 | EA | 29.6
PETE | 5205049 | 10.503.084 | ACTUATOR MOUNTING KIT, 10" BUTTERFLY VALVE | 24534HPWPA | UNITS 3 & 4 HIGH PRESSURE WATER SUPPLY PUMP A, MOTOR, PIPING, VALVES, INSTRUMENTS AND CONTROLS. 3,500 GPM @ 420FT TDH | 54674-25-202-13 | 2FA25G67 | 1 | EA | 29.6
PETE | 5205052 | 10.525.254 | ACTUATOR MOUNTING KIT, 12" BUTTERFLY VALVE | 24534HPWPA | UNITS 3 & 4 HIGH PRESSURE WATER SUPPLY PUMP A, MOTOR, PIPING, VALVES, INSTRUMENTS AND CONTROLS. 3,500 GPM @ 420FT TDH | 54674-25-202-23 | 2FA25G67 | 1 | EA | 29.6
PETE | 5205055 | 10.512.940 | ACTUATOR MOUNTING KIT, 12" BUTTERFLY VALVE, | 24534HPWPA | UNITS 3 & 4 HIGH PRESSURE WATER SUPPLY PUMP A, MOTOR, PIPING, VALVES, INSTRUMENTS AND CONTROLS. 3,500 GPM @ 420FT TDH | 54674-25-203-23 | 2FA25G67 | 1 | EA | 29.6
PETE | 5225134 | 10.531.604 | MOTOR, MASTER, 600 HP, 1794 RPM, C40 FRAME 60 HZ, 4000V | 24534HPWPA | UNITS 3 & 4 HIGH PRESSURE WATER SUPPLY PUMP A, MOTOR, PIPING, VALVES, INSTRUMENTS AND CONTROLS. 3,500 GPM @ 420FT TDH | A58-1062-6493 |  | 0 | EA | 0
PETE | 5205041 | 10.524.042 | VALVE, BUTTERFLY, 16", BARE | 24534HPWPA | UNITS 3 & 4 HIGH PRESSURE WATER SUPPLY PUMP A, MOTOR, PIPING, VALVES, INSTRUMENTS AND CONTROLS. 3,500 GPM @ 420FT TDH | 54674-25-200-61 | SB1ME3 | 1 | EA | 1630.73
PETE | 5205340 | 10.510.417 | SAFETY RELIEF VALVE, 6 X 8, SET AT 280 PSI LIQUID | 24534HPWPA | UNITS 3 & 4 HIGH PRESSURE WATER SUPPLY PUMP A, MOTOR, PIPING, VALVES, INSTRUMENTS AND CONTROLS. 3,500 GPM @ 420FT TDH | SP-1910QC020LA/B2 6X8 300X150 |  | 0 | EA | 0
PETE | 5225276 | 10.533.596 | RING, WEAR CASE, STELLITE, HP WATER PUMP | 24534HPWPA | UNITS 3 & 4 HIGH PRESSURE WATER SUPPLY PUMP A, MOTOR, PIPING, VALVES, INSTRUMENTS AND CONTROLS. 3,500 GPM @ 420FT TDH | 916008 | 2FA25I43 | 2 | EA | 12094
PETE | 5225278 | 10.533.549 | RING, IMPELLER, STELLITE, HP WATER PUMP | 24534HPWPA | UNITS 3 & 4 HIGH PRESSURE WATER SUPPLY PUMP A, MOTOR, PIPING, VALVES, INSTRUMENTS AND CONTROLS. 3,500 GPM @ 420FT TDH | 916007 | 2FA18A13 | 2 | EA | 14086
PETE | 5225280 | 10.525.971 | BEARING ISOLATOR, HP WATER PUMP | 24534HPWPA | UNITS 3 & 4 HIGH PRESSURE WATER SUPPLY PUMP A, MOTOR, PIPING, VALVES, INSTRUMENTS AND CONTROLS. 3,500 GPM @ 420FT TDH | 914562 | 2FA25C45 | 3 | EA | 4984
PETE | 5225281 | 10.517.482 | GASKET, HP WATER PUMP | 24534HPWPA | UNITS 3 & 4 HIGH PRESSURE WATER SUPPLY PUMP A, MOTOR, PIPING, VALVES, INSTRUMENTS AND CONTROLS. 3,500 GPM @ 420FT TDH | 914563 | 2FA25D44 | 7 | EA | 250.94
PETE | 5225283 | 10.529.776 | GASKET, HP WATER PUMP | 24534HPWPA | UNITS 3 & 4 HIGH PRESSURE WATER SUPPLY PUMP A, MOTOR, PIPING, VALVES, INSTRUMENTS AND CONTROLS. 3,500 GPM @ 420FT TDH | 914569 | 2FA25G81 | 5 | EA | 280.52
PETE | 5225284 | 10.504.002 | GASKET, HP WATER PP, 7.88" X 7.12" X .005" THK | 24534HPWPA | UNITS 3 & 4 HIGH PRESSURE WATER SUPPLY PUMP A, MOTOR, PIPING, VALVES, INSTRUMENTS AND CONTROLS. 3,500 GPM @ 420FT TDH | 914570 | 2FA25H81 | 4 | EA | 184.24
PETE | 5225288 | 10.517.484 | GASKET, IMPELLER, HP WATER PUMP, .031 THK | 24534HPWPA | UNITS 3 & 4 HIGH PRESSURE WATER SUPPLY PUMP A, MOTOR, PIPING, VALVES, INSTRUMENTS AND CONTROLS. 3,500 GPM @ 420FT TDH | 914582 | 2FA25G81 | 2 | EA | 267.5
PETE | 5225289 | 10.504.586 | O-RING, HP WATER PUMP, AS 568-152 | 24534HPWPA | UNITS 3 & 4 HIGH PRESSURE WATER SUPPLY PUMP A, MOTOR, PIPING, VALVES, INSTRUMENTS AND CONTROLS. 3,500 GPM @ 420FT TDH | C02495A1525302 | 2FA25F80 | 2 | EA | 27
PETE | 5225290 | 10.532.010 | O-RING, HP WATER PUMP, AS 568-236 | 24534HPWPA | UNITS 3 & 4 HIGH PRESSURE WATER SUPPLY PUMP A, MOTOR, PIPING, VALVES, INSTRUMENTS AND CONTROLS. 3,500 GPM @ 420FT TDH | C02495A2365302 | 2FA25F80 | 6 | EA | 58.36
PETE | 5225291 | 10.519.327 | O-RING, HP WATER PUMP | 24534HPWPA | UNITS 3 & 4 HIGH PRESSURE WATER SUPPLY PUMP A, MOTOR, PIPING, VALVES, INSTRUMENTS AND CONTROLS. 3,500 GPM @ 420FT TDH | C02495A1535302 | 2FA25F80 | 6 | EA | 115.02
PETE | 5225345 | 10.510.868 | SEAL - 5610VQ, PSD-10208, 3.875", HIGH PRESSURE WTR PUMP | 24534HPWPA | UNITS 3 & 4 HIGH PRESSURE WATER SUPPLY PUMP A, MOTOR, PIPING, VALVES, INSTRUMENTS AND CONTROLS. 3,500 GPM @ 420FT TDH | 914999 | SB1KC9 | 2 | EA | 20440
PETE | 5225235 | 10.535.898 | VALVE, BUTTERFLY, 12", AC, SAV, LS, N/C | 24534HPWPA | UNITS 3 & 4 HIGH PRESSURE WATER SUPPLY PUMP A, MOTOR, PIPING, VALVES, INSTRUMENTS AND CONTROLS. 3,500 GPM @ 420FT TDH | 54674-25-202-2 | SB1KD10 | 4 | EA | 20511
PETE | 5225234 | 10.535.897 | VALVE, BUTTERFLY, 10", BRAY S42, ANSI 300#, CS BODY, SS TRIM, RTFE SEAT W/BRAY DA ACTUATOR, 120V, NEMA 4, 2 LIMIT SWITCHES FOR OPEN/CLOSE INDICATION. | 24534HPWPA | UNITS 3 & 4 HIGH PRESSURE WATER SUPPLY PUMP A, MOTOR, PIPING, VALVES, INSTRUMENTS AND CONTROLS. 3,500 GPM @ 420FT TDH | 54674-25-202-1 | SB1KC11 | 1 | EA | 4478
PETE | 5205042 | 10.502.668 | VALVE, BUTTERFLY, 16", ACTUATOR AIR CYLINDER | 24534HPWPA | UNITS 3 & 4 HIGH PRESSURE WATER SUPPLY PUMP A, MOTOR, PIPING, VALVES, INSTRUMENTS AND CONTROLS. 3,500 GPM @ 420FT TDH | 54674-25-200-62 | SB1MD3 | 1 | EA | 1215.65
PETE | 5205047 | 10.524.037 | VALVE, BUTTERFLY, 10", BARE | 24534HPWPA | UNITS 3 & 4 HIGH PRESSURE WATER SUPPLY PUMP A, MOTOR, PIPING, VALVES, INSTRUMENTS AND CONTROLS. 3,500 GPM @ 420FT TDH | 54674-25-202-11 | SB1LE2 | 1 | EA | 1896.27
PETE | 5205048 | 10.524.036 | VALVE, BUTTERFLY, 10", ACTUATOR, AIR CYLINDER | 24534HPWPA | UNITS 3 & 4 HIGH PRESSURE WATER SUPPLY PUMP A, MOTOR, PIPING, VALVES, INSTRUMENTS AND CONTROLS. 3,500 GPM @ 420FT TDH | 54674-25-202-12 | SB1MD3 | 1 | EA | 1215.65
PETE | 5205051 | 10.524.039 | VALVE, BUTTERFLY, 12", ACTUATOR, AIR CYLINDER | 24534HPWPA | UNITS 3 & 4 HIGH PRESSURE WATER SUPPLY PUMP A, MOTOR, PIPING, VALVES, INSTRUMENTS AND CONTROLS. 3,500 GPM @ 420FT TDH | 54674-25-202-22 | SB1MD3 | 1 | EA | 1215.65
PETE | 5205053 | 10.524.040 | VALVE, BUTTERFLY, 12", BARE, 300# CLASS | 24534HPWPA | UNITS 3 & 4 HIGH PRESSURE WATER SUPPLY PUMP A, MOTOR, PIPING, VALVES, INSTRUMENTS AND CONTROLS. 3,500 GPM @ 420FT TDH | 54674-25-203-21 | SB1LE2 | 2 | EA | 6797.91
PETE | 5205054 | 10.505.938 | VALVE, BUTTERFLY, 12", ACTUATOR, MANUAL GEAR OPERATED | 24534HPWPA | UNITS 3 & 4 HIGH PRESSURE WATER SUPPLY PUMP A, MOTOR, PIPING, VALVES, INSTRUMENTS AND CONTROLS. 3,500 GPM @ 420FT TDH | 54674-25-203-22 | SB1MC3 | 1 | EA | 292.2
PETE | 5205057 | 10.535.901 | VALVE, BUTTERFLY, 16", ACTUATOR MANUAL HAND WHEEL GEAR OPERATED | 24534HPWPA | UNITS 3 & 4 HIGH PRESSURE WATER SUPPLY PUMP A, MOTOR, PIPING, VALVES, INSTRUMENTS AND CONTROLS. 3,500 GPM @ 420FT TDH | 54674-25-216-32 | SB1MD3 | 1 | EA | 190.9
PETE | 5205058 | 10.512.007 | VALVE, BUTTERFLY, 16", LOCK OUT | 24534HPWPA | UNITS 3 & 4 HIGH PRESSURE WATER SUPPLY PUMP A, MOTOR, PIPING, VALVES, INSTRUMENTS AND CONTROLS. 3,500 GPM @ 420FT TDH | 54674-25-216-34 | 2FA25E73 | 1 | EA | 151.35
PETE | 5205472 | 10.501.014 | ROTARY POSITION MONITOR, WEATHERPROOF LIMIT SWITCH (2) DPDT MECHANICAL - NAMUR SHAFT | 24534HPWPA | UNITS 3 & 4 HIGH PRESSURE WATER SUPPLY PUMP A, MOTOR, PIPING, VALVES, INSTRUMENTS AND CONTROLS. 3,500 GPM @ 420FT TDH | 2004NBY-2B-2M04-00 | 2FA60A | 2 | EA | 756
PETE | 5225138 | 10.510.016 | PUMP, SIZE 8X12-22L, 3500 GPM, 1785 RPM, 410 HD FT, MAT'L CD4, 20.0 IMP DIA, MAX DIA 22, S/N N207H938-2 | 24534HPWPA | UNITS 3 & 4 HIGH PRESSURE WATER SUPPLY PUMP A, MOTOR, PIPING, VALVES, INSTRUMENTS AND CONTROLS. 3,500 GPM @ 420FT TDH | MODEL #3409, ITEM #54674-25-206 |  | 0 | EA | 0
PETE | 5225206 | 10.524.041 | VALVE, BUTTERFLY, 16", AC, SAV, LS, N/C | 24534HPWPA | UNITS 3 & 4 HIGH PRESSURE WATER SUPPLY PUMP A, MOTOR, PIPING, VALVES, INSTRUMENTS AND CONTROLS. 3,500 GPM @ 420FT TDH | 54674-25-200-6 | SB1KC11 | 2 | EA | 8840
PETE | 5225230 | 10.505.937 | VALVE, BUTTERFLY, 10", AC, SAV, LS, N/C | 24534HPWPA | UNITS 3 & 4 HIGH PRESSURE WATER SUPPLY PUMP A, MOTOR, PIPING, VALVES, INSTRUMENTS AND CONTROLS. 3,500 GPM @ 420FT TDH | 54674-25-200-4 | SB1KB11 | 1 | EA | 2600
PETE | 5225232 | 10.535.902 | VALVE, BUTTERFLY, 16", MANUAL, HANDWHEEL, GEAR OP, LOCK | 24534HPWPA | UNITS 3 & 4 HIGH PRESSURE WATER SUPPLY PUMP A, MOTOR, PIPING, VALVES, INSTRUMENTS AND CONTROLS. 3,500 GPM @ 420FT TDH | 54674-25-216-3 | SB1LC2 | 2 | EA | 3884
PETE | 5225237 | 10.535.900 | VALVE, BUTTERFLY, 12", MANUAL, GEAR OP, LOCK | 24534HPWPA | UNITS 3 & 4 HIGH PRESSURE WATER SUPPLY PUMP A, MOTOR, PIPING, VALVES, INSTRUMENTS AND CONTROLS. 3,500 GPM @ 420FT TDH | 54674-25-203-2 | SB1LC2 | 2 | EA | 5780
PETE | 5225272 | 10.530.766 | IMPELLER, W/RINGS, HP WATER PUMP | 24534HPWPA | UNITS 3 & 4 HIGH PRESSURE WATER SUPPLY PUMP A, MOTOR, PIPING, VALVES, INSTRUMENTS AND CONTROLS. 3,500 GPM @ 420FT TDH | 916006 | SB1ME2 | 1 | EA | 37049.84
PETE | 5225273 | 10.534.405 | SHAFT, HP WATER PUMP | 24534HPWPA | UNITS 3 & 4 HIGH PRESSURE WATER SUPPLY PUMP A, MOTOR, PIPING, VALVES, INSTRUMENTS AND CONTROLS. 3,500 GPM @ 420FT TDH | 914548 | SB1SB4 | 1 | EA | 8306.52
PETE | 5225274 | 10.534.389 | SHAFT NUT, HP WATER PUMP | 24534HPWPA | UNITS 3 & 4 HIGH PRESSURE WATER SUPPLY PUMP A, MOTOR, PIPING, VALVES, INSTRUMENTS AND CONTROLS. 3,500 GPM @ 420FT TDH | 914549 | 2FA25F77 | 3 | EA | 12543.28
PETE | 5225275 | 10.511.096 | SHAFT SLEEVE, HP WATER PUMP | 24534HPWPA | UNITS 3 & 4 HIGH PRESSURE WATER SUPPLY PUMP A, MOTOR, PIPING, VALVES, INSTRUMENTS AND CONTROLS. 3,500 GPM @ 420FT TDH | 914550 | 2FA25A49 | 2 | EA | 15378.34
PETE | 5225279 | 10.530.950 | KEY, IMPELLER, HP WATER PUMP | 24534HPWPA | UNITS 3 & 4 HIGH PRESSURE WATER SUPPLY PUMP A, MOTOR, PIPING, VALVES, INSTRUMENTS AND CONTROLS. 3,500 GPM @ 420FT TDH | 914556 | 2FA25G64 | 1 | EA | 114.45
PETE | 5225286 | 10.508.967 | KEY, HP WATER PUMP | 24534HPWPA | UNITS 3 & 4 HIGH PRESSURE WATER SUPPLY PUMP A, MOTOR, PIPING, VALVES, INSTRUMENTS AND CONTROLS. 3,500 GPM @ 420FT TDH | 914574 | 2FA25H81 | 1 | EA | 83.5
PETE | 5225310 | 10.523.355 | TRANSMITTER, PRESSURE, DIAPHRAGM, 0-250 PSIG CAL | 24534HPWPA | UNITS 3 & 4 HIGH PRESSURE WATER SUPPLY PUMP A, MOTOR, PIPING, VALVES, INSTRUMENTS AND CONTROLS. 3,500 GPM @ 420FT TDH | 54674-25-212-1 | SB1LB3 | 1 | EA | 8260
PETE | 5205036 | 10.535.896 | VALVE, BUTTERFLY, 10", ACTUATOR, AIR CYLINDER | 24534HPWPB | UNITS 3 & 4 HIGH PRESSURE WATER SUPPLY PUMP B, MOTOR, PIPING, VALVES, INSTRUMENTS AND CONTROLS. 3,500 GPM @ 420FT TDH | 92160-DA | SB1MD3 | 1 | EA | 732.2
PETE | 5205039 | 10.512.939 | ACTUATOR MOUNTING KIT, 10" BUTTERFLY VALVE | 24534HPWPB | UNITS 3 & 4 HIGH PRESSURE WATER SUPPLY PUMP B, MOTOR, PIPING, VALVES, INSTRUMENTS AND CONTROLS. 3,500 GPM @ 420FT TDH | 54674-25-200-43 | 2FA25H67 | 1 | EA | 20.9
PETE | 5205046 | 10.525.255 | ACTUATOR MOUNTING KIT, 20" BUTTERFLY VALVE | 24534HPWPB | UNITS 3 & 4 HIGH PRESSURE WATER SUPPLY PUMP B, MOTOR, PIPING, VALVES, INSTRUMENTS AND CONTROLS. 3,500 GPM @ 420FT TDH | 54674-25-200-73 | 2FA25E74 | 1 | EA | 47
PETE | 5205035 | 10.512.004 | VALVE, BUTTERFLY, 10", BARE | 24534HPWPB | UNITS 3 & 4 HIGH PRESSURE WATER SUPPLY PUMP B, MOTOR, PIPING, VALVES, INSTRUMENTS AND CONTROLS. 3,500 GPM @ 420FT TDH | 54674-25-200-41 | SB1MC3 | 2 | EA | 814
PETE | 5205044 | 10.512.008 | VALVE, BUTTERFLY, 20", BARE | 24534HPWPB | UNITS 3 & 4 HIGH PRESSURE WATER SUPPLY PUMP B, MOTOR, PIPING, VALVES, INSTRUMENTS AND CONTROLS. 3,500 GPM @ 420FT TDH | 54674-25-200-71 | SB1KD9 | 1 | EA | 2066.55
PETE | 5205045 | 10.535.903 | VALVE, BUTTERFLY, 20", ACTUATOR | 24534HPWPB | UNITS 3 & 4 HIGH PRESSURE WATER SUPPLY PUMP B, MOTOR, PIPING, VALVES, INSTRUMENTS AND CONTROLS. 3,500 GPM @ 420FT TDH | 54674-25-200-72 | SB1MC3 | 1 | EA | 2820.9
PETE | 5205059 | 10.535.904 | VALVE, BUTTERFLY, 20", BARE | 24534HPWPB | UNITS 3 & 4 HIGH PRESSURE WATER SUPPLY PUMP B, MOTOR, PIPING, VALVES, INSTRUMENTS AND CONTROLS. 3,500 GPM @ 420FT TDH | 54674-25-216-51 | SB1MD6 | 1 | EA | 2066.55
PETE | 5205060 | 10.524.044 | VALVE, BUTTERFLY, 20", ACTUATOR, MANUAL HAND WHEEL GEAR OPERATED | 24534HPWPB | UNITS 3 & 4 HIGH PRESSURE WATER SUPPLY PUMP B, MOTOR, PIPING, VALVES, INSTRUMENTS AND CONTROLS. 3,500 GPM @ 420FT TDH | 54674-25-216-52 | SB1MD3 | 1 | EA | 292.2
PETE | 5205062 | 10.524.045 | VALVE, BUTTERFLY, 20", LOCK OUT | 24534HPWPB | UNITS 3 & 4 HIGH PRESSURE WATER SUPPLY PUMP B, MOTOR, PIPING, VALVES, INSTRUMENTS AND CONTROLS. 3,500 GPM @ 420FT TDH | 54674-25-216-54 | 2FA25F74 | 1 | EA | 151.35
PETE | 5225224 | 10.501.170 | VALVE, BUTTERFLY, 20", MANUAL, HANDWHEEL, GEAR OP, LOCK | 24534HPWPB | UNITS 3 & 4 HIGH PRESSURE WATER SUPPLY PUMP B, MOTOR, PIPING, VALVES, INSTRUMENTS AND CONTROLS. 3,500 GPM @ 420FT TDH | 54674-25-216-5 | SB1MD4 | 2 | EA | 6258
PETE | 5225228 | 10.505.939 | VALVE, BUTTERFLY, 20", AC, SAV, LS, N/C | 24534HPWPB | UNITS 3 & 4 HIGH PRESSURE WATER SUPPLY PUMP B, MOTOR, PIPING, VALVES, INSTRUMENTS AND CONTROLS. 3,500 GPM @ 420FT TDH | 54674-25-200-7 | SB1KD11 | 2 | EA | 15002
PETE | 5225231 | 10.524.038 | VALVE, BUTTERFLY, 10", MAN OPER, LOCKOUT KIT (1 KIT = 1 EA) | 24534HPWPB | UNITS 3 & 4 HIGH PRESSURE WATER SUPPLY PUMP B, MOTOR, PIPING, VALVES, INSTRUMENTS AND CONTROLS. 3,500 GPM @ 420FT TDH | 197099-4-1 | SB1KD9 | 2 | LT | 1202
PETE | 5225327 | 10.522.005 | SLEEVE, SHAFT, LOW PRESSURE WTR PUMP | 24534LPWPA | UNITS 3 & 4 LOW PRESSURE WATER SUPPLY PUMP A, MOTOR, PIPING, VALVES, INSTRUMENTS AND CONTROLS. 5,500 GPM @ 210FT TDH | 914667 | 2FA25E70 | 1 | EA | 7224
PETE | 5225335 | 10.517.115 | GASKET, SIDEPLATE, LOW PRESSURE WTR PUMP | 24534LPWPA | UNITS 3 & 4 LOW PRESSURE WATER SUPPLY PUMP A, MOTOR, PIPING, VALVES, INSTRUMENTS AND CONTROLS. 5,500 GPM @ 210FT TDH | A03189A03 5127 | 2FA59A3 | 1 | EA | 54.1
PETE | 5225336 | 10.500.467 | MECHANICAL SEAL, SGL, 3.250 SS OPT 131 | 24534LPWPA | UNITS 3 & 4 LOW PRESSURE WATER SUPPLY PUMP A, MOTOR, PIPING, VALVES, INSTRUMENTS AND CONTROLS. 5,500 GPM @ 210FT TDH | GPSS3250SSS | 2FA58A1 | 2 | EA | 4844.3
PETE | 5225339 | 10.509.888 | O-RING, AS 568-381, LOW PRESSURE WTR PUMP | 24534LPWPA | UNITS 3 & 4 LOW PRESSURE WATER SUPPLY PUMP A, MOTOR, PIPING, VALVES, INSTRUMENTS AND CONTROLS. 5,500 GPM @ 210FT TDH | C02495A3815304 | 2FA25E71 | 1 | EA | 97.7
PETE | 5225332 | 10.504.939 | NUT, IMPELLER, LOW PRESSURE WTR PUMP | 24534LPWPA | UNITS 3 & 4 LOW PRESSURE WATER SUPPLY PUMP A, MOTOR, PIPING, VALVES, INSTRUMENTS AND CONTROLS. 5,500 GPM @ 210FT TDH | B02152A03 1216 | 2FA25E71 | 1 | EA | 643
PETE | 5225605 | 10.506.566 | BEARING, ROLLER, NUP-314ECP. | 24534LPWPA | UNITS 3 & 4 LOW PRESSURE WATER SUPPLY PUMP A, MOTOR, PIPING, VALVES, INSTRUMENTS AND CONTROLS. 5,500 GPM @ 210FT TDH | NUP-314ECP | 2FA18B11 | 3 | EA | 1602
PETE | 5225331 | 10.516.242 | COVER, ST BOX TPR BO W/VPE RING, LOW PRESSURE WTR PP | 24534LPWPA | UNITS 3 & 4 LOW PRESSURE WATER SUPPLY PUMP A, MOTOR, PIPING, VALVES, INSTRUMENTS AND CONTROLS. 5,500 GPM @ 210FT TDH | 914673 | SB1KB9 | 1 | EA | 11478
PETE | 5205136 | 10.508.045 | CONTROL PANEL FOR VFD | 24534LPWPA | UNITS 3 & 4 LOW PRESSURE WATER SUPPLY PUMP A, MOTOR, PIPING, VALVES, INSTRUMENTS AND CONTROLS. 5,500 GPM @ 210FT TDH | 915140 | 2FA22E48 | 2 | EA | 858
PETE | 5205137 | 10.501.743 | DRIVE CONTROL UNIT COATED FOR VFD | 24534LPWPA | UNITS 3 & 4 LOW PRESSURE WATER SUPPLY PUMP A, MOTOR, PIPING, VALVES, INSTRUMENTS AND CONTROLS. 5,500 GPM @ 210FT TDH | 915141 | 2FA22B32 | 2 | EA | 7774
PETE | 5205143 | 10.515.246 | CAPACITOR FOR IP54 TOP HAT, FOR VFD | 24534LPWPA | UNITS 3 & 4 LOW PRESSURE WATER SUPPLY PUMP A, MOTOR, PIPING, VALVES, INSTRUMENTS AND CONTROLS. 5,500 GPM @ 210FT TDH | 915147 | 2FA22E47 | 2 | EA | 91.2
PETE | 5205169 | 10.525.758 | AIR FILTER FOR VFD, IP 54 CASETTE FILTER, 800 mm DOOR | 24534LPWPA | UNITS 3 & 4 LOW PRESSURE WATER SUPPLY PUMP A, MOTOR, PIPING, VALVES, INSTRUMENTS AND CONTROLS. 5,500 GPM @ 210FT TDH | 915157 | 4FA71A1 | 2 | EA | 338
PETE | 5225305 | 10.508.519 | FILTER, AIR, FOR VFD, 520 X 290 X 47 MM, 30/30-NONSTD2, 30/30 PLEATED PANEL/2" DEEP, W/9 910756 CLEAN AIR SOLUTIONS | 24534LPWPA | UNITS 3 & 4 LOW PRESSURE WATER SUPPLY PUMP A, MOTOR, PIPING, VALVES, INSTRUMENTS AND CONTROLS. 5,500 GPM @ 210FT TDH | 915109 | 4FA71A1 | 25 | EA | 1105.56
PETE | 5205170 | 10.513.445 | AIR FILTER FOR VFD, IP 54 TOP HAT FILTER, 400 mm DOOR | 24534LPWPA | UNITS 3 & 4 LOW PRESSURE WATER SUPPLY PUMP A, MOTOR, PIPING, VALVES, INSTRUMENTS AND CONTROLS. 5,500 GPM @ 210FT TDH | 915158 | 4FA71B3 | 4 | EA | 575.17
PETE | 5205255 | 10.516.777 | FUSE, 30 AMP, 600V, LOW PEAK, DUAL ELEMENT, TIME DELAY | 24534LPWPA | UNITS 3 & 4 LOW PRESSURE WATER SUPPLY PUMP A, MOTOR, PIPING, VALVES, INSTRUMENTS AND CONTROLS. 5,500 GPM @ 210FT TDH | LPJ-30SP | 2FA22E46 | 12 | EA | 236.78
PETE | 5205138 | 10.530.178 | GATE DRIVER BRANCHING FOR VFD | 24534LPWPA | UNITS 3 & 4 LOW PRESSURE WATER SUPPLY PUMP A, MOTOR, PIPING, VALVES, INSTRUMENTS AND CONTROLS. 5,500 GPM @ 210FT TDH | 915142 | 2FA22B31 | 2 | EA | 864
PETE | 5205139 | 10.520.141 | POWER SUPPLY BOARD FOR VFD | 24534LPWPA | UNITS 3 & 4 LOW PRESSURE WATER SUPPLY PUMP A, MOTOR, PIPING, VALVES, INSTRUMENTS AND CONTROLS. 5,500 GPM @ 210FT TDH | 915143 | 2FA22A31 | 2 | EA | 1102
PETE | 5205140 | 10.518.709 | MAIN CIRCUIT INTERFACE FOR VFD | 24534LPWPA | UNITS 3 & 4 LOW PRESSURE WATER SUPPLY PUMP A, MOTOR, PIPING, VALVES, INSTRUMENTS AND CONTROLS. 5,500 GPM @ 210FT TDH | 915144 | 2FA22A32 | 2 | EA | 2204
PETE | 5205141 | 10.520.142 | POWER SUPPLY, 24V, DC, 3A FOR VFD | 24534LPWPA | UNITS 3 & 4 LOW PRESSURE WATER SUPPLY PUMP A, MOTOR, PIPING, VALVES, INSTRUMENTS AND CONTROLS. 5,500 GPM @ 210FT TDH | 915145 | 2FA22C31 | 2 | EA | 1453
PETE | 5205142 | 10.508.490 | FAN, IP54 TOP HAT, FOR VFD | 24534LPWPA | UNITS 3 & 4 LOW PRESSURE WATER SUPPLY PUMP A, MOTOR, PIPING, VALVES, INSTRUMENTS AND CONTROLS. 5,500 GPM @ 210FT TDH | 915146 | 4FA71B1 | 2 | EA | 1406
PETE | 5205144 | 10.516.508 | FAN, FOR VFD | 24534LPWPA | UNITS 3 & 4 LOW PRESSURE WATER SUPPLY PUMP A, MOTOR, PIPING, VALVES, INSTRUMENTS AND CONTROLS. 5,500 GPM @ 210FT TDH | 915148 | 2FA22G30 | 2 | EA | 1612
PETE | 5205145 | 10.518.857 | LCL FAN, FOR VFD | 24534LPWPA | UNITS 3 & 4 LOW PRESSURE WATER SUPPLY PUMP A, MOTOR, PIPING, VALVES, INSTRUMENTS AND CONTROLS. 5,500 GPM @ 210FT TDH | 915149 | 2FA22I7 | 2 | EA | 730
PETE | 5205146 | 10.520.173 | PRE-CHARGE RESISTOR, FOR VFD | 24534LPWPA | UNITS 3 & 4 LOW PRESSURE WATER SUPPLY PUMP A, MOTOR, PIPING, VALVES, INSTRUMENTS AND CONTROLS. 5,500 GPM @ 210FT TDH | 915150 | 2FA22E48 | 2 | EA | 160.8
PETE | 5205147 | 10.529.074 | FUSE, AC, 800A, 690V FOR VFD | 24534LPWPA | UNITS 3 & 4 LOW PRESSURE WATER SUPPLY PUMP A, MOTOR, PIPING, VALVES, INSTRUMENTS AND CONTROLS. 5,500 GPM @ 210FT TDH | 915151 | 2FA22D32 | 6 | EA | 1626
PETE | 5205152 | 10.529.072 | FUSE, 3 AMP, 600V AC FOR VFD | 24534LPWPA | UNITS 3 & 4 LOW PRESSURE WATER SUPPLY PUMP A, MOTOR, PIPING, VALVES, INSTRUMENTS AND CONTROLS. 5,500 GPM @ 210FT TDH | 915153 | 2FA22E47 | 12 | EA | 156
PETE | 5205155 | 10.529.070 | FUSE, 20 AMP, 600V AC FOR VFD | 24534LPWPA | UNITS 3 & 4 LOW PRESSURE WATER SUPPLY PUMP A, MOTOR, PIPING, VALVES, INSTRUMENTS AND CONTROLS. 5,500 GPM @ 210FT TDH | 915154 | 2FA22E47 | 9 | EA | 130.5
PETE | 5205167 | 10.516.778 | FUSE, 60 AMP, 600V AC FOR VFD | 24534LPWPA | UNITS 3 & 4 LOW PRESSURE WATER SUPPLY PUMP A, MOTOR, PIPING, VALVES, INSTRUMENTS AND CONTROLS. 5,500 GPM @ 210FT TDH | 915155 | 2FA22E47 | 12 | EA | 346.8
PETE | 5205982 | 10.501.195 | VFD, PUMP MOTOR, 400HP, 460 AC NEMA 12 ULTRA LOW HARMONIC DRIVE. | 24534LPWPA | UNITS 3 & 4 LOW PRESSURE WATER SUPPLY PUMP A, MOTOR, PIPING, VALVES, INSTRUMENTS AND CONTROLS. 5,500 GPM @ 210FT TDH | 54674-25-233 | SB3 J | 1 | EA | 64658
PETE | 5205984 | 10.517.298 | FUSE-AC, 1000 AMP, 690V FOR VFD. | 24534LPWPA | UNITS 3 & 4 LOW PRESSURE WATER SUPPLY PUMP A, MOTOR, PIPING, VALVES, INSTRUMENTS AND CONTROLS. 5,500 GPM @ 210FT TDH | 170M6214 | 2FA22C32 | 6 | EA | 1176
PETE | 5225132 | 10.504.895 | MOTOR, INVERTER DUTY, 400 HP, 1800 RPM, 5010 FRAME, 60 HZ, 460V | 24534LPWPA | UNITS 3 & 4 LOW PRESSURE WATER SUPPLY PUMP A, MOTOR, PIPING, VALVES, INSTRUMENTS AND CONTROLS. 5,500 GPM @ 210FT TDH | A50-2241-1079 | SB5B | 1 | EA | 32415.14
PETE | 5225313 | 10.536.016 | TRANSMITTER, PRESSURE, DIAPHRAGM, 0-110 PSIG CAL | 24534LPWPA | UNITS 3 & 4 LOW PRESSURE WATER SUPPLY PUMP A, MOTOR, PIPING, VALVES, INSTRUMENTS AND CONTROLS. 5,500 GPM @ 210FT TDH | 54674-25-212-2 | SB1LB3 | 1 | EA | 8067
PETE | 5225328 | 10.530.926 | LOCKNUT, BEARING, AN15, LOW PRESSURE WTR PUMP | 24534LPWPA | UNITS 3 & 4 LOW PRESSURE WATER SUPPLY PUMP A, MOTOR, PIPING, VALVES, INSTRUMENTS AND CONTROLS. 5,500 GPM @ 210FT TDH | 914669 | 2FA25E72 | 1 | EA | 84.5
PETE | 5225329 | 10.505.245 | SIDEPLATE, SUCTION, LOW PRESSURE WTR PUMP | 24534LPWPA | UNITS 3 & 4 LOW PRESSURE WATER SUPPLY PUMP A, MOTOR, PIPING, VALVES, INSTRUMENTS AND CONTROLS. 5,500 GPM @ 210FT TDH | 916005 | SB1MC2 | 1 | EA | 8341
PETE | 5225330 | 10.518.663 | KEY, IMPELLER, LOW PRESSURE WTR PUMP | 24534LPWPA | UNITS 3 & 4 LOW PRESSURE WATER SUPPLY PUMP A, MOTOR, PIPING, VALVES, INSTRUMENTS AND CONTROLS. 5,500 GPM @ 210FT TDH | 914671 | 2FA25E72 | 1 | EA | 48.3
PETE | 5225333 | 10.521.343 | SEAL, LABYRINTH, BRONZE/SS-V, 2.757, LOW PRESSURE WTR PUMP | 24534LPWPA | UNITS 3 & 4 LOW PRESSURE WATER SUPPLY PUMP A, MOTOR, PIPING, VALVES, INSTRUMENTS AND CONTROLS. 5,500 GPM @ 210FT TDH | AI0504A327 | 2FA25F72 | 2 | EA | 284
PETE | 5225334 | 10.517.419 | GASKET, CASING (.062 THK), LOW PRESSURE WTR PUMP | 24534LPWPA | UNITS 3 & 4 LOW PRESSURE WATER SUPPLY PUMP A, MOTOR, PIPING, VALVES, INSTRUMENTS AND CONTROLS. 5,500 GPM @ 210FT TDH | 914687 | 2FA59A3 | 1 | EA | 84.5
PETE | 5225337 | 10.518.661 | KEY, COUPLING, LOW PRESSURE WTR PUMP | 24534LPWPA | UNITS 3 & 4 LOW PRESSURE WATER SUPPLY PUMP A, MOTOR, PIPING, VALVES, INSTRUMENTS AND CONTROLS. 5,500 GPM @ 210FT TDH | 914706 | 2FA25E72 | 1 | EA | 90.1
PETE | 5225338 | 10.519.703 | O-RING, AS 568-148, LOW PRESSURE WTR PUMP | 24534LPWPA | UNITS 3 & 4 LOW PRESSURE WATER SUPPLY PUMP A, MOTOR, PIPING, VALVES, INSTRUMENTS AND CONTROLS. 5,500 GPM @ 210FT TDH | C02495A1486359 | 2FA25E71 | 2 | EA | 91.4
PETE | 5225340 | 10.519.704 | O-RING, AS 568-264, LOW PRESSURE WTR PUMP | 24534LPWPA | UNITS 3 & 4 LOW PRESSURE WATER SUPPLY PUMP A, MOTOR, PIPING, VALVES, INSTRUMENTS AND CONTROLS. 5,500 GPM @ 210FT TDH | C02495A2645302 | 2FA25E72 | 1 | EA | 48.3
PETE | 5225341 | 10.509.901 | O-RING, LOW PRSSURE WTR PUMP | 24534LPWPA | UNITS 3 & 4 LOW PRESSURE WATER SUPPLY PUMP A, MOTOR, PIPING, VALVES, INSTRUMENTS AND CONTROLS. 5,500 GPM @ 210FT TDH | C02495A2325304 | 2FA25E71 | 2 | EA | 58.8
PETE | 5225342 | 10.531.987 | O-RING, AS 568-43, LOW PRSSURE WTR PUMP | 24534LPWPA | UNITS 3 & 4 LOW PRESSURE WATER SUPPLY PUMP A, MOTOR, PIPING, VALVES, INSTRUMENTS AND CONTROLS. 5,500 GPM @ 210FT TDH | C02495A43 5304 | 2FA25E72 | 2 | EA | 65.2
PETE | 5225343 | 10.504.732 | KIT, MAINTENANCE L, LOW PRESSURE WTR PUMP | 24534LPWPA | UNITS 3 & 4 LOW PRESSURE WATER SUPPLY PUMP A, MOTOR, PIPING, VALVES, INSTRUMENTS AND CONTROLS. 5,500 GPM @ 210FT TDH | 914721 | 2FA25ENDA | 1 | EA | 419
PETE | 5225344 | 10.521.712 | SHAFT ASSEMBLY, TO INCLUDE LABRYNTH SEAL, BEARINGS, AND BEARING FRAME ASSY | 24534LPWPA | UNITS 3 & 4 LOW PRESSURE WATER SUPPLY PUMP A, MOTOR, PIPING, VALVES, INSTRUMENTS AND CONTROLS. 5,500 GPM @ 210FT TDH | 914722 | SB1LA6 | 1 | EA | 10803
PETE | 5225501 | 10.505.972 | VALVE, BUTTERFLY, RUBBER LINED, 4", PRESS CLASS-125 LB, BODY MATERIAL-ASTM A126-B, END PREP-FFTBEHT, SERVICE-WATER, PRESS-5 PSIG, TEMP-115 F, ACT. TYPE-LEVER, FOR PETERSBURG WATER TREATMENT. | 245HDXV000 | VALVE, GYPSUM HEADWORKS VALVES. | 397-575-4 | 2FA18D9 | 3 | EA | 395.74
PETE | 5225496 | 10.523.773 | VALVE, BUTTERFLY, RUBBER LINED, 24", PRESS CLASS-125 LB, BODY MATERIAL-ASTM A126-B, END PREP-FFTBEHT, SERVICE-WATER, PRESS-25 PSIG, TEMP-115 F, ACT. TYPE-HANDWHEEL, FOR PETERSBURG WATER TREATMENT. | 245HDXV000 | VALVE, GYPSUM HEADWORKS VALVES. | 397-575 | SB1LB11 | 1 | EA | 2419.03
PETE | 5225497 | 10.505.971 | VALVE, BUTTERFLY, RUBBER LINED, 12", PRESS CLASS-150 LB, BODY MATERIAL-ASTM A126-B, END PREP-FFTBEHT, SERVICE-WATER, PRESS-65 PSIG, TEMP-115 F, ACT. TYPE-HANDWHEEL, FOR PETERSBURG WATER TREATMENT. | 245HDXV000 | VALVE, GYPSUM HEADWORKS VALVES. | 397-575 | SB1LE11 | 1 | EA | 385.56
PETE | 5225227 | 10.512.005 | VALVE, BUTTERFLY, 10", MANUAL, HANDWHEEL, LOCK, LS | 245BAV0000 | VALVES FROM UCC DRAWING M-54674-046 SHEETS 1, 2 & 3 . REMOTE CDR, SFC CROSSOVER AREA, UNITS 1, 2, 3 & 4.. | 54674-25-216-6-1 | SB1JC4 | 4 | EA | 7292
PETE | 5225052 | 10.523.596 | KIT, RPR, 150W, 10", KNIFEGATE VALVE, | 245BAV0000 | VALVES FROM UCC DRAWING M-54674-046 SHEETS 1, 2 & 3 . REMOTE CDR, SFC CROSSOVER AREA, UNITS 1, 2, 3 & 4.. | 1919-39-4 | SB1LD7 | 1 | LT | 1256
PETE | 5225051 | 10.515.934 | CYLINDER, AIR, 10" BORE X 13" STROKE | 245BAV0000 | VALVES FROM UCC DRAWING M-54674-046 SHEETS 1, 2 & 3 . REMOTE CDR, SFC CROSSOVER AREA, UNITS 1, 2, 3 & 4.. | 4401-128-5 | SB1LD7 | 1 | EA | 1337
PETE | 5721582 | 10.505.996 | VALVE, KNIFEGATE, 10", ALUMINUM, "LESS OPERATOR", FOR PETE #1 BOTTOM ASH SYSTEM. | 245BAV0000 | VALVES FROM UCC DRAWING M-54674-046 SHEETS 1, 2 & 3 . REMOTE CDR, SFC CROSSOVER AREA, UNITS 1, 2, 3 & 4.. | 1919-13-1 | SB1BE2 | 1 | EA | 2096
PETE | 5205023 | 10.524.085 | VALVE, KNIFE GATE, SEAT-POLY, 10" 150W | 245BAV0000 | VALVES FROM UCC DRAWING M-54674-046 SHEETS 1, 2 & 3 . REMOTE CDR, SFC CROSSOVER AREA, UNITS 1, 2, 3 & 4.. | 191605-4 | 2FA60A | 1 | EA | 311
PETE | 5205026 | 10.536.344 | VALVE, KNIFE GATE, LINER-POLY, 10" 150W | 245BAV0000 | VALVES FROM UCC DRAWING M-54674-046 SHEETS 1, 2 & 3 . REMOTE CDR, SFC CROSSOVER AREA, UNITS 1, 2, 3 & 4.. | 191609 | 2FA60A | 1 | EA | 329
PETE | 5205027 | 10.500.622 | VALVE, KNIFEGATE, 10", HDWL, ALUMINUM, BASIC | 245BAV0000 | VALVES FROM UCC DRAWING M-54674-046 SHEETS 1, 2 & 3 . REMOTE CDR, SFC CROSSOVER AREA, UNITS 1, 2, 3 & 4.. | 1919-1-10A21171 | SB1KB10 | 1 | EA | 5100
PETE | 5205028 | 10.524.086 | VALVE, KNIFEGATE, 10", STUD-TBE, .875" - 9 X 3.75" LG, CS | 245BAV0000 | VALVES FROM UCC DRAWING M-54674-046 SHEETS 1, 2 & 3 . REMOTE CDR, SFC CROSSOVER AREA, UNITS 1, 2, 3 & 4.. | 460417-17 | 2FA25H63 | 4 | EA | 20
PETE | 5205084 | 10.524.035 | VALVE, BUTTERFLY, 10", LOCK OUT | 245BAV0000 | VALVES FROM UCC DRAWING M-54674-046 SHEETS 1, 2 & 3 . REMOTE CDR, SFC CROSSOVER AREA, UNITS 1, 2, 3 & 4.. | 54674-25-216-64-1 | 2FA25F73 | 1 | EA | 130.45
PETE | 5225050 | 10.522.599 | STUD, TBE, .875"-9X5" LG, CS/ZINC | 245BAV0000 | VALVES FROM UCC DRAWING M-54674-046 SHEETS 1, 2 & 3 . REMOTE CDR, SFC CROSSOVER AREA, UNITS 1, 2, 3 & 4.. | 460417-27 | 2FA25F61 | 8 | EA | 80
PETE | 5225308 | 10.536.345 | VALVE, KNIFEGATE, 10", HDWL, LS, ALUM | 245BAV0000 | VALVES FROM UCC DRAWING M-54674-046 SHEETS 1, 2 & 3 . REMOTE CDR, SFC CROSSOVER AREA, UNITS 1, 2, 3 & 4.. | 1919-2-10250010 | SB1KC10 | 4 | EA | 20400
PETE | 5225309 | 10.512.029 | VALVE, KNIFEGATE, 12", HDWL, ALUM, BASIC | 245BAV0000 | VALVES FROM UCC DRAWING M-54674-046 SHEETS 1, 2 & 3 . REMOTE CDR, SFC CROSSOVER AREA, UNITS 1, 2, 3 & 4.. | 1919-1-12A21171 | SB1KB10 | 1 | EA | 5040
PETE | 5225764 | 10.531.452 | BEARING NUT, IMPELLER RETAINING, PILLER MDL# 40770, KKXGAE, 80560 GL360, S/N 901 670-671, FOR PETE WATER TREATMENT. | 245ZLD0VC1 | VAPOR COMPRESSOR "1". 9CPR-ZLD311 FED FROM WWTP 4160V SWGR 11 | KM-13 | 2FA18F4 | 2 | EA | 25.32
PETE | 5225767 | 10.525.962 | COMPLETE BEARING ASSEMBLY, COMPLETE WITH BEARING HOUSING, BEARINGS, SHAFT, OIL SPRAY NOZZLES, SEALS, GASKETS, ETC., PILLER MDL# 40770, KKXGAE, 80560 GL360, S/N 901 670-671, FOR PETE WATER TREATMENT. | 245ZLD0VC1 | VAPOR COMPRESSOR "1". 9CPR-ZLD311 FED FROM WWTP 4160V SWGR 11 | 59.2.485.7015 | SB1LB8 | 1 | ASY | 24835
PETE | 5225768 | 10.525.661 | BEARING, BALL, DEEP GROOVE, MOTOR END FAN BEARING, PILLER MDL# 40770, KKXGAE, 80560 GL360, S/N 901 670-671, FOR PETE WATER TREATMENT. | 245ZLD0VC1 | VAPOR COMPRESSOR "1". 9CPR-ZLD311 FED FROM WWTP 4160V SWGR 11 | 6224 MA/C3B20 | 2FA25D52 | 2 | EA | 1070
PETE | 5225769 | 10.526.174 | BEARING, CYLINDRICAL ROLLER, IMPELLER END FAN BEARING, PILLER MDL# 40770, KKXGAE, 80560 GL360, S/N 901 670-671, FOR PETE WATER TREATMENT. | 245ZLD0VC1 | VAPOR COMPRESSOR "1". 9CPR-ZLD311 FED FROM WWTP 4160V SWGR 11 | NU 1022 M/C3 | 2FA25C52 | 2 | EA | 918
PETE | 5225772 | 10.531.451 | BEARING NUT, DRIVE END, PILLER MDL# 40770, KKXGAE, 80560 GL360, S/N 901 670-671, FOR PETE WATER TREATMENT. | 245ZLD0VC1 | VAPOR COMPRESSOR "1". 9CPR-ZLD311 FED FROM WWTP 4160V SWGR 11 | KM-23 | 2FA18D4 | 2 | EA | 105.16
PETE | 5225780 | 10.528.396 | COUPLING SHIM PACKS, PILLER MDL# 40770, KKXGAE, 80560 GL360, S/N 901 670-671, FOR PETE WATER TREATMENT. | 245ZLD0VC1 | VAPOR COMPRESSOR "1". 9CPR-ZLD311 FED FROM WWTP 4160V SWGR 11 | 00.4.369.9295 | 2FA25B53 | 2 | EA | 2946
PETE | 5225781 | 10.516.096 | COUPLING SHIM PACK HARDWARE, PILLER MDL# 40770, KKXGAE, 80560 GL360, S/N 901 670-671, FOR PETE WATER TREATMENT. | 245ZLD0VC1 | VAPOR COMPRESSOR "1". 9CPR-ZLD311 FED FROM WWTP 4160V SWGR 11 | 00.4.369.9509 | 2FA25F82 | 4 | EA | 608
PETE | 5225794 | 10.524.332 | COMPLETE INLET GUIDE VANE ASSEMBLY, PILLER MDL# 40770, KKXGAE, 80560 GL360, S/N 901 670-671, FOR PETE WATER TREATMENT. | 245ZLD0VC1 | VAPOR COMPRESSOR "1". 9CPR-ZLD311 FED FROM WWTP 4160V SWGR 11 | 59.2.153.5100 | SB1LA8 | 1 | EA | 30205
PETE | 5205204 | 10.503.927 | CLOGGING INDICATOR SERIES AOC, 22PSI, SEAL-NITRILE | 245ZLD0VC1 | VAPOR COMPRESSOR "1". 9CPR-ZLD311 FED FROM WWTP 4160V SWGR 11 | AOC 1.5. P- | 2FA25G77 | 1 | EA | 127.4
PETE | 5205209 | 10.530.831 | INDUCTIVE SPEED SENSOR | 245ZLD0VC1 | VAPOR COMPRESSOR "1". 9CPR-ZLD311 FED FROM WWTP 4160V SWGR 11 | NJ5-18GM-N-5M | 2FA25H78 | 1 | EA | 140
PETE | 5205235 | 10.531.548 | MOTOR BEARING RTD | 245ZLD0VC1 | VAPOR COMPRESSOR "1". 9CPR-ZLD311 FED FROM WWTP 4160V SWGR 11 | S16820PD300Z96 | 2FA58A3 | 1 | EA | 320.7
PETE | 5205236 | 10.531.549 | MOTOR WINDING RTD | 245ZLD0VC1 | VAPOR COMPRESSOR "1". 9CPR-ZLD311 FED FROM WWTP 4160V SWGR 11 | S102629PD120T305Z144 | 2FA22B26 | 1 | EA | 113.63
PETE | 5205248 | 10.524.341 | VELOMITOR PIEZO-VELOCITY SENSOR | 245ZLD0VC1 | VAPOR COMPRESSOR "1". 9CPR-ZLD311 FED FROM WWTP 4160V SWGR 11 | 330500-02-00 | 2FA25F76 | 1 | EA | 610.68
PETE | 5205280 | 10.501.902 | GAUGE, TEMPERATURE, 5", EI, 1/2" NPT CODE 60, SS, 0-250 DEG F, 0-250 DEG F | 245ZLD0VC1 | VAPOR COMPRESSOR "1". 9CPR-ZLD311 FED FROM WWTP 4160V SWGR 11 | 50-EI-60-E-125-XNHSG-0/250 DEG F | 2FA22C23 | 1 | EA | 115.95
PETE | 5205281 | 10.530.205 | GAUGE, TEMPERATURE, 5", EI, 1/2" NPT CODE 60, SS, 0-250 DEG F, 0-250 DEG F | 245ZLD0VC1 | VAPOR COMPRESSOR "1". 9CPR-ZLD311 FED FROM WWTP 4160V SWGR 11 | 50-EI-60-E-130-XNHSG-0/250 DEG F | 2FA22D23 | 1 | EA | 115.95
PETE | 5205307 | 10.536.296 | VC LUBE OIL PRESSURE TRANSMITTER | 245ZLD0VC1 | VAPOR COMPRESSOR "1". 9CPR-ZLD311 FED FROM WWTP 4160V SWGR 11 | 2088G2S22A1Q4Q8P9029 | 2FA22B18 | 1 | EA | 1735.49
PETE | 5205314 | 10.512.105 | VC IMPELLER,VC COUPLING, VC OUT TEMPERATURE TRANSMITTER | 245ZLD0VC1 | VAPOR COMPRESSOR "1". 9CPR-ZLD311 FED FROM WWTP 4160V SWGR 11 | 644HAI1XSM5 | 2FA22C17 | 1 | EA | 1102.48
PETE | 5225763 | 10.512.149 | LOCK WASHER, IMPELLER RETAINING, PILLER MDL# 40770, KKXGAE, 80560 GL360, S/N 901 670-671, FOR PETE WATER TREATMENT. | 245ZLD0VC1 | VAPOR COMPRESSOR "1". 9CPR-ZLD311 FED FROM WWTP 4160V SWGR 11 | MB-13 | 2FA18F4 | 2 | EA | 4.5
PETE | 5225765 | 10.519.833 | O-RING, NOSE CONE, SEALS NOSE CONE TO IMPELLER, PILLER MDL# 40770, KKXGAE, 80560 GL360, S/N 901 670-671, FOR PETE WATER TREATMENT. | 245ZLD0VC1 | VAPOR COMPRESSOR "1". 9CPR-ZLD311 FED FROM WWTP 4160V SWGR 11 | A80 112 X 5 AFLAS | 2FA18F31 | 2 | EA | 176.48
PETE | 5225770 | 10.534.430 | SHAFT, MAIN FAN, PILLER MDL# 40770, KKXGAE, 80560 GL360, S/N 901 670-671, FOR PETE WATER TREATMENT. | 245ZLD0VC1 | VAPOR COMPRESSOR "1". 9CPR-ZLD311 FED FROM WWTP 4160V SWGR 11 | 59.4.964.1976 | SB1SD6 | 1 | EA | 4068
PETE | 5225771 | 10.524.126 | LOCK WASHER, DRIVE END, PILLER MDL# 40770, KKXGAE, 80560 GL360, S/N 901 670-671, FOR PETE WATER TREATMENT. | 245ZLD0VC1 | VAPOR COMPRESSOR "1". 9CPR-ZLD311 FED FROM WWTP 4160V SWGR 11 | MB-23 | 2FA18C4 | 2 | EA | 14.48
PETE | 5225773 | 10.509.928 | O-RING, DAMPER BEARING CARRIER, PILLER MDL# 40770, KKXGAE, 80560 GL360, S/N 901 670-671, FOR PETE WATER TREATMENT. | 245ZLD0VC1 | VAPOR COMPRESSOR "1". 9CPR-ZLD311 FED FROM WWTP 4160V SWGR 11 | 195 X 5 VITON | 2FA18F32 | 4 | EA | 106.68
PETE | 5225774 | 10.531.667 | O-RING, DAMPER BEARING SPRING HOUSING, PILLER MDL# 40770, KKXGAE, 80560 GL360, S/N 901 670-671, FOR PETE WATER TREATMENT. | 245ZLD0VC1 | VAPOR COMPRESSOR "1". 9CPR-ZLD311 FED FROM WWTP 4160V SWGR 11 | 60 X 3 VITON | 2FA18F31 | 4 | EA | 13.32
PETE | 5225775 | 10.522.459 | SHAFT PROTECTION SLEEVE, PILLER MDL# 40770, KKXGAE, 80560 GL360, S/N 901 670-671, FOR PETE WATER TREATMENT. | 245ZLD0VC1 | VAPOR COMPRESSOR "1". 9CPR-ZLD311 FED FROM WWTP 4160V SWGR 11 | 00.4.101.9746 | 2FA25C53 | 2 | EA | 10712
PETE | 5225776 | 10.531.724 | O-RING, SHAFT SLEEVE/IMPELLER, PILLER MDL# 40770, KKXGAE, 80560 GL360, S/N 901 670-671, FOR PETE WATER TREATMENT. | 245ZLD0VC1 | VAPOR COMPRESSOR "1". 9CPR-ZLD311 FED FROM WWTP 4160V SWGR 11 | A80 120 X 5 AFLAS | 2FA18F31 | 2 | EA | 181.34
PETE | 5225777 | 10.523.385 | SPEED TRANSMITTER, PILLER MDL# 40770, KKXGAE, 80560 GL360, S/N 901 670-671, FOR PETE WATER TREATMENT. | 245ZLD0VC1 | VAPOR COMPRESSOR "1". 9CPR-ZLD311 FED FROM WWTP 4160V SWGR 11 | 231195 | 2FA25F81 | 1 | EA | 810
PETE | 5225778 | 10.531.726 | O-RING, SHAFT SEAL/FAN CASING, PILLER MDL# 40770, KKXGAE, 80560 GL360, S/N 901 670-671, FOR PETE WATER TREATMENT. | 245ZLD0VC1 | VAPOR COMPRESSOR "1". 9CPR-ZLD311 FED FROM WWTP 4160V SWGR 11 | A80 220 X 5 AFLAS | 2FA18F37 | 2 | EA | 234.66
PETE | 5225779 | 10.521.521 | SHAFT SEAL RINGS, PILLER MDL# 40770, KKXGAE, 80560 GL360, S/N 901 670-671, FOR PETE WATER TREATMENT. | 245ZLD0VC1 | VAPOR COMPRESSOR "1". 9CPR-ZLD311 FED FROM WWTP 4160V SWGR 11 | 00.4.101.9101 | 2FA25I29 | 2 | EA | 5748
PETE | 5225782 | 10.531.681 | O-RING, INSPECTION COVER, PILLER MDL# 40770, KKXGAE, 80560 GL360, S/N 901 670-671, FOR PETE WATER TREATMENT. | 245ZLD0VC1 | VAPOR COMPRESSOR "1". 9CPR-ZLD311 FED FROM WWTP 4160V SWGR 11 | A80 430 X 5 AFLAS | 2FA18F37 | 2 | EA | 464
PETE | 5225783 | 10.509.926 | O-RING, CONDENSATE DRAIN, PILLER MDL# 40770, KKXGAE, 80560 GL360, S/N 901 670-671, FOR PETE WATER TREATMENT. | 245ZLD0VC1 | VAPOR COMPRESSOR "1". 9CPR-ZLD311 FED FROM WWTP 4160V SWGR 11 | A80 110 X 5 AFLAS | 2FA18F32 | 2 | EA | 200
PETE | 5225784 | 10.519.875 | O-RING, WATER INJECTION NOZZLE, PILLER MDL# 40770, KKXGAE, 80560 GL360, S/N 901 670-671, FOR PETE WATER TREATMENT. | 245ZLD0VC1 | VAPOR COMPRESSOR "1". 9CPR-ZLD311 FED FROM WWTP 4160V SWGR 11 | A80 85 X 5 AFLAS | 2FA18F31 | 2 | EA | 173.34
PETE | 5225785 | 10.502.069 | VIBRATION MONITOR, PILLER MDL# 40770, KKXGAE, 80560 GL360, S/N 901 670-671, FOR PETE WATER TREATMENT. | 245ZLD0VC1 | VAPOR COMPRESSOR "1". 9CPR-ZLD311 FED FROM WWTP 4160V SWGR 11 | 172323-01 | 2FA25ENDD | 1 | EA | 8635
PETE | 5225786 | 10.520.196 | PROXIMITY PROBE, PILLER MDL# 40770, KKXGAE, 80560 GL360, S/N 901 670-671, FOR PETE WATER TREATMENT. | 245ZLD0VC1 | VAPOR COMPRESSOR "1". 9CPR-ZLD311 FED FROM WWTP 4160V SWGR 11 | 330104-05-12-50-01-00 | 2FA25I33 | 2 | EA | 2010
PETE | 5225787 | 10.536.297 | VELOMETER, PILLER MDL# 40770, KKXGAE, 80560 GL360, S/N 901 670-671, FOR PETE WATER TREATMENT. | 245ZLD0VC1 | VAPOR COMPRESSOR "1". 9CPR-ZLD311 FED FROM WWTP 4160V SWGR 11 | 00.4.515.9539 | 2FA25F81 | 2 | EA | 5492
PETE | 5225788 | 10.502.641 | PROXIMITOR, PILLER MDL# 40770, KKXGAE, 80560 GL360, S/N 901 670-671, FOR PETE WATER TREATMENT. | 245ZLD0VC1 | VAPOR COMPRESSOR "1". 9CPR-ZLD311 FED FROM WWTP 4160V SWGR 11 | 330180-51-00 | 2FA25E81 | 2 | EA | 2046
PETE | 5225789 | 10.502.923 | TEMPERATURE TRANSMITTER, PILLER MDL# 40770, KKXGAE, 80560 GL360, S/N 901 670-671, FOR PETE WATER TREATMENT. | 245ZLD0VC1 | VAPOR COMPRESSOR "1". 9CPR-ZLD311 FED FROM WWTP 4160V SWGR 11 | 00.4.925.0122 | 2FA25A43 | 2 | EA | 7210
PETE | 5225790 | 10.534.363 | SPEED SENSOR, PILLER MDL# 40770, KKXGAE, 80560 GL360, S/N 901 670-671, FOR PETE WATER TREATMENT. | 245ZLD0VC1 | VAPOR COMPRESSOR "1". 9CPR-ZLD311 FED FROM WWTP 4160V SWGR 11 | 106452 | 2FA25H82 | 1 | EA | 235
PETE | 5225791 | 10.535.647 | TEMPERATURE TRANSMITTER, PILLER MDL# 40770, KKXGAE, 80560 GL360, S/N 901 670-671, FOR PETE WATER TREATMENT. | 245ZLD0VC1 | VAPOR COMPRESSOR "1". 9CPR-ZLD311 FED FROM WWTP 4160V SWGR 11 | 00.4.925.0284 | 2FA25G62 | 2 | EA | 5832
PETE | 5225792 | 10.518.748 | FLOW METER, OIL, PILLER MDL# 40770, KKXGAE, 80560 GL360, S/N 901 670-671, FOR PETE WATER TREATMENT. | 245ZLD0VC1 | VAPOR COMPRESSOR "1". 9CPR-ZLD311 FED FROM WWTP 4160V SWGR 11 | 00.4.614.0137 | 2FA25A44 | 2 | EA | 9184
PETE | 5225793 | 10.500.448 | MVR FAN IMPELLER, PILLER MDL# 40770, KKXGAE, 80560 GL360, S/N 901 670-671, FOR PETE WATER TREATMENT. | 245ZLD0VC1 | VAPOR COMPRESSOR "1". 9CPR-ZLD311 FED FROM WWTP 4160V SWGR 11 | 59.2.471.5046 | SB1LD2 | 1 | EA | 38792
PETE | 5225795 | 10.512.977 | INLET GUIDE VANE ACTUATOR, PILLER MDL# 40770, KKXGAE, 80560 GL360, S/N 901 670-671, FOR PETE WATER TREATMENT. | 245ZLD0VC1 | VAPOR COMPRESSOR "1". 9CPR-ZLD311 FED FROM WWTP 4160V SWGR 11 | 00.4.847.0604 | SB1LC4 | 1 | EA | 7992
PETE | 5225796 | 10.522.944 | FLANGE SEALING TAPE, PILLER MDL# 40770, KKXGAE, 80560 GL360, S/N 901 670-671, FOR PETE WATER TREATMENT. | 245ZLD0VC1 | VAPOR COMPRESSOR "1". 9CPR-ZLD311 FED FROM WWTP 4160V SWGR 11 | 00.2.850.0205 | 2FA25H82 | 4 | EA | 64
PETE | 5225797 | 10.528.687 | OIL FILTER ELEMENTS, PILLER MDL# 40770, KKXGAE, 80560 GL360, S/N 901 670-671, FOR PETE WATER TREATMENT. | 245ZLD0VC1 | VAPOR COMPRESSOR "1". 9CPR-ZLD311 FED FROM WWTP 4160V SWGR 11 | 00.4.540.9033 | 2FA25G82 | 2 | ST | 560
PETE | 5225798 | 10.532.996 | OIL PUMP WITH MOTOR, PILLER MDL# 40770, KKXGAE, 80560 GL360, S/N 901 670-671, FOR PETE WATER TREATMENT. | 245ZLD0VC1 | VAPOR COMPRESSOR "1". 9CPR-ZLD311 FED FROM WWTP 4160V SWGR 11 | 00.4.540.9626 | 2FA25D53 | 1 | EA | 2340
PETE | 5225799 | 10.533.967 | OIL UNIT SEAL KIT, PILLER MDL# 40770, KKXGAE, 80560 GL360, S/N 901 670-671, FOR PETE WATER TREATMENT. | 245ZLD0VC1 | VAPOR COMPRESSOR "1". 9CPR-ZLD311 FED FROM WWTP 4160V SWGR 11 | 00..4.540.9009 | 2FA25G82 | 2 | LT | 250
PETE | 5205265 | 10.504.529 | GAUGE, 4 1/2", 1279, RS, 1/2" NPT LOWER, RANGE 0-150 PSI | 245ZLD1LOC | VAPOR COMPRESSOR 1 LUBE OIL COOLER. FED FROM WWTP 480V MCC 1 POSITION 08A 3 AMP BREAKER. | 45 1279 S SL 04 L 150PSIX GR SG C4 HY | 2FA22A23 | 1 | EA | 338.06
PETE | 5205313 | 10.524.340 | VC LUBE OIL TEMPERATURE TRANSMITTER | 245ZLD1LOC | VAPOR COMPRESSOR 1 LUBE OIL COOLER. FED FROM WWTP 480V MCC 1 POSITION 08A 3 AMP BREAKER. | 644HANAXAM5Q4 | 2FA22B17 | 1 | EA | 1118.95
PETE | 5225179 | 10.515.678 | COMPLETE PCB PSU AC SUPPLY OUT 0500162 | 245ESDC000 | W.W.T.P. 125 V.D.C. SYSTEM. | 0P0280 | 4FA1D1 | 1 | EA | 1729
PETE | 5225166 | 10.518.123 | INDICATOR FOR SEMIC FUSE LET | 245ESDC000 | W.W.T.P. 125 V.D.C. SYSTEM. | EC-250 | 2FA25G71 | 3 | EA | 60
PETE | 5225167 | 10.502.211 | FUSE, SEMIC 300A/250VFWXUL/CSA | 245ESDC000 | W.W.T.P. 125 V.D.C. SYSTEM. | FWX-300A | 2FA25H71 | 3 | EA | 384
PETE | 5225168 | 10.516.786 | FUSE, SEMIC, 800A/250VFWXUL/CSA | 245ESDC000 | W.W.T.P. 125 V.D.C. SYSTEM. | FWX-800A | 2FA25H71 | 3 | EA | 236.52
PETE | 5225169 | 10.529.073 | FUSE, 5A/500VAC/DC 50KA AC/20KA DC UL | 245ESDC000 | W.W.T.P. 125 V.D.C. SYSTEM. | 516-0105A | 2FA25G71 | 10 | EA | 50
PETE | 5225170 | 10.529.081 | FUSE, SEMIC 500A 690VAC UL | 245ESDC000 | W.W.T.P. 125 V.D.C. SYSTEM. | 515-9002 | 2FA25H71 | 2 | EA | 272
PETE | 5225171 | 10.530.811 | INDICATOR F, SEMIC FUSE TYPE FM/FMM | 245ESDC000 | W.W.T.P. 125 V.D.C. SYSTEM. | MC-600 | 2FA25G71 | 2 | EA | 48
PETE | 5225172 | 10.532.507 | PSU 110/125VDC OUT: +20VDC/+-12VDC/+5VDC | 245ESDC000 | W.W.T.P. 125 V.D.C. SYSTEM. | 0P0285 | 4FA1A2 | 1 | EA | 2480
PETE | 5225173 | 10.534.878 | SUB ASSEMBLY FAN, 230 VAC FOR ROOF XXW | 245ESDC000 | W.W.T.P. 125 V.D.C. SYSTEM. | 0M-94028 | 4FA1I2 | 1 | EA | 512
PETE | 5225174 | 10.511.142 | SUB ASSEMBLY FAN, 230 VAC DUAL SPEED XXW | 245ESDC000 | W.W.T.P. 125 V.D.C. SYSTEM. | 0M-8190 | 4FA1I1 | 1 | EA | 525
PETE | 5225176 | 10.536.759 | XXW I/F BOARD 110/125 VDC | 245ESDC000 | W.W.T.P. 125 V.D.C. SYSTEM. | 0P2406A | 4FA1E3 | 1 | EA | 1363
PETE | 5225177 | 10.508.489 | FAN MONITOR, 8 CH FOR LOW FAN SPEED 120-240 VAC | 245ESDC000 | W.W.T.P. 125 V.D.C. SYSTEM. | 0P2438 | 2FA25G72 | 1 | EA | 487
PETE | 5225178 | 10.502.209 | FRONTPANEL COMPLETE | 245ESDC000 | W.W.T.P. 125 V.D.C. SYSTEM. | 0M-94035B | 4FA1H3 | 1 | EA | 1087
PETE | 5225180 | 10.523.648 | TRANSFORMER SAF ISOL - 15% 117-136VAC+10% IEC/UL | 245ESDC000 | W.W.T.P. 125 V.D.C. SYSTEM. | 430-9526B | 4FA1E3 | 3 | EA | 141
PETE | 5225181 | 10.502.515 | STATIC SWITCH, SSW PEW 1, EN/EA 100AAC<IAC=<200AAC | 245ESDC000 | W.W.T.P. 125 V.D.C. SYSTEM. | 0C0074 | 2FA25ENDD | 1 | EA | 3916
PETE | 5225182 | 10.520.136 | POWER MODULE, PM 1/2 24-300VDC 500ARMS/1425APEAK UL | 245ESDC000 | W.W.T.P. 125 V.D.C. SYSTEM. | 0C0919 | 4FA50B1 | 1 | EA | 8975
PETE | 5225183 | 10.532.390 | PCB ASSY XXW CONTROLLER | 245ESDC000 | W.W.T.P. 125 V.D.C. SYSTEM. | 0P3895AC | 4FA1H4 | 1 | EA | 5609
PETE | 5225917 | 10.515.556 | 1 N.C. AUXILIARY CONTACT | 245ESMCC00 | W.W.T.P. 480V MOTOR CONTROL CENTERS | 595-B | 2FA25H60 | 1 | EA | 73.08
PETE | 5225804 | 10.510.028 | LINE REACTOR, THREE-PHASE, OPEN STYLE (AC DRIVE REACTORS) 200 AMPS, 0.110 MH. | 245ESMCC00 | W.W.T.P. 480V MOTOR CONTROL CENTERS | 1321-3R200-B | 2FA60B | 1 | EA | 1070.1
PETE | 5225896 | 10.528.943 | AC DRIVE, POWERFLEX 753, 186 AMPS, 150HP ND, 125HP HD, 480V | 245ESMCC00 | W.W.T.P. 480V MOTOR CONTROL CENTERS | 20F1AND186AN0NNNNN | 2FA60B | 1 | EA | 12936.9
PETE | 5225887 | 10.523.704 | TRANSFORMER, CONTROL, 250VA, 240/480V, PRIM, 120V, SEC. | 245ESMCC00 | W.W.T.P. 480V MOTOR CONTROL CENTERS | 1497-E-BASX-3-N | 2FA25I41 | 2 | EA | 360.46
PETE | 5225809 | 10.527.148 | CIRCUIT BREAKER, 140G-MOLDED CASE, G FRAME, 65 KA, T/M - THERMAL MAGNETIC, RATED CURRENT 15 A. | 245ESMCC00 | W.W.T.P. 480V MOTOR CONTROL CENTERS | 140G-G6C3-C15 | 2FA25F57 | 1 | EA | 646.41
PETE | 5225812 | 10.522.085 | ARCING GROUND FAULT SENSOR | 245ESMCC00 | W.W.T.P. 480V MOTOR CONTROL CENTERS | 1409-N2 | NEW | 0 | EA | 0
PETE | 5225813 | 10.514.841 | CIRCUIT BREAKER, 140G-MOLDED CASE, G FRAME, 65 KA, T/M - THERMAL MAGNETIC, RATED CURRENT 20 A. | 245ESMCC00 | W.W.T.P. 480V MOTOR CONTROL CENTERS | 140G-G6C3-C20 | 2FA25F58 | 1 | EA | 646.41
PETE | 5225818 | 10.500.216 | ARCING GROUND FAULT SENSOR, NEMA 5 | 245ESMCC00 | W.W.T.P. 480V MOTOR CONTROL CENTERS | 1409-N3 | NEW | 0 | EA | 0
PETE | 5225819 | 10.503.365 | CIRCUIT BREAKER, 140G-MOLDED CASE, G FRAME, 65 KA, T/M - THERMAL MAGNETIC, RATED CURRENT 90 A. | 245ESMCC00 | W.W.T.P. 480V MOTOR CONTROL CENTERS | 140G-G6C3-C90 | 2FA25F58 | 1 | EA | 918.72
PETE | 5225822 | 10.527.149 | CIRCUIT BREAKER, 140G-MOLDED CASE, G FRAME, 65 KA, T/M - THERMAL MAGNETIC, RATED CURRENT 40 A. | 245ESMCC00 | W.W.T.P. 480V MOTOR CONTROL CENTERS | 140G-G6C3-C40 | 2FA25F59 | 1 | EA | 646.41
PETE | 5225823 | 10.507.457 | CIRCUIT BREAKER, 140G-MOLDED CASE, G FRAME, 65 KA, T/M - THERMAL MAGNETIC, RATED CURRENT 60 A. | 245ESMCC00 | W.W.T.P. 480V MOTOR CONTROL CENTERS | 140G-G6C3-C60 | 2FA25F60 | 1 | EA | 646.41
PETE | 5225824 | 10.514.843 | CIRCUIT BREAKER, 140G-MOLDED CASE, G FRAME, 65 KA, T/M - THERMAL MAGNETIC, RATED CURRENT 80 A. | 245ESMCC00 | W.W.T.P. 480V MOTOR CONTROL CENTERS | 140G-G6C3-C80 | 2FA25F60 | 1 | EA | 918.72
PETE | 5225826 | 10.527.150 | CIRCUIT BREAKER, 140G-MOLDED CASE, G FRAME, 65 KA, T/M - THERMAL MAGNETIC, RATED CURRENT 70 A. | 245ESMCC00 | W.W.T.P. 480V MOTOR CONTROL CENTERS | 140G-G6C3-C70 | 2FA25G56 | 1 | EA | 918.72
PETE | 5225827 | 10.507.456 | CIRCUIT BREAKER, 140G-MOLDED CASE, G FRAME, 65 KA, T/M - THERMAL MAGNETIC, RATED CURRENT 125 A. | 245ESMCC00 | W.W.T.P. 480V MOTOR CONTROL CENTERS | 140G-G6C3-D12 | 2FA25G57 | 1 | EA | 1659.96
PETE | 5225829 | 10.514.837 | CIRCUIT BREAKER, 140G - MOLDED CASE, FRAME J, EXTEND TERMINAL, 3 POLE, QTY 3 | 245ESMCC00 | W.W.T.P. 480V MOTOR CONTROL CENTERS | 140G-J-EXT3 | 2FA25D39 | 1 | EA | 131.37
PETE | 5225856 | 10.514.808 | BREAKER, CIRCUIT, H FRAME, 480V, RATED 100A | 245ESMCC00 | W.W.T.P. 480V MOTOR CONTROL CENTERS | 140G-H6F3-D10-SD-AJ-MB | 2FA25B43 | 1 | EA | 2342.38
PETE | 5225859 | 10.514.809 | BREAKER, CIRCUIT, J FRAME, RATED 150A | 245ESMCC00 | W.W.T.P. 480V MOTOR CONTROL CENTERS | 140G-J6F3-D15 | 2FA25D40 | 1 | EA | 3170.28
PETE | 5225860 | 10.501.561 | BREAKER, CIRCUIT, ,J FRAME. 250A. | 245ESMCC00 | W.W.T.P. 480V MOTOR CONTROL CENTERS | 140G-J6F3-D25 | 2FA25C40 | 1 | EA | 3170.28
PETE | 5225862 | 10.507.441 | BREAKER, CIRCUIT, 480V, 200A, J FRAME | 245ESMCC00 | W.W.T.P. 480V MOTOR CONTROL CENTERS | 140G-J6F3-D20 | 2FA25B40 | 1 | EA | 3170.28
PETE | 5225864 | 10.514.406 | BREAKER, CIRCUIT, 480V, 100A, G FRAME | 245ESMCC00 | W.W.T.P. 480V MOTOR CONTROL CENTERS | 140MG-G8P-D10 | 2FA25E57 | 1 | EA | 702.96
PETE | 5225871 | 10.507.039 | BREAKER, CIRCUIT, 480V, 15A, G FRAME | 245ESMCC00 | W.W.T.P. 480V MOTOR CONTROL CENTERS | 140MG-G8P-C15 | 2FA25E59 | 1 | EA | 459.36
PETE | 5225872 | 10.526.715 | BREAKER, CIRCUIT, 480V, 7A, G FRAME | 245ESMCC00 | W.W.T.P. 480V MOTOR CONTROL CENTERS | 140MG-G8P-B70 | 2FA25E60 | 1 | EA | 459.36
PETE | 5225873 | 10.503.756 | BREAKER, CIRCUIT, 480V, 50A, G FRAME | 245ESMCC00 | W.W.T.P. 480V MOTOR CONTROL CENTERS | 140MG-G8P-C50 | 2FA25E60 | 1 | EA | 459.36
PETE | 5225876 | 10.514.810 | BREAKER, CIRCUIT, 480V, 175A, J FRAME | 245ESMCC00 | W.W.T.P. 480V MOTOR CONTROL CENTERS | 140MG-J8P-D17 | 2FA25D41 | 1 | EA | 1421.58
PETE | 5225877 | 10.503.357 | BREAKER, CIRCUIT, 480V, 400A, K FRAME | 245ESMCC00 | W.W.T.P. 480V MOTOR CONTROL CENTERS | 140MG-K8P-D40 | 2FA25I44 | 1 | EA | 3046.74
PETE | 5225878 | 10.526.717 | BREAKER, CIRCUIT, 480V, 150A, J FRAME | 245ESMCC00 | W.W.T.P. 480V MOTOR CONTROL CENTERS | 140MG-J8P-D15 | 2FA25C41 | 1 | EA | 1421.58
PETE | 5225879 | 10.526.718 | BREAKER, CIRCUIT, 480V, 250A, J FRAME | 245ESMCC00 | W.W.T.P. 480V MOTOR CONTROL CENTERS | 140MG-J8P-D25 | 2FA25C42 | 1 | EA | 1421.58
PETE | 5225883 | 10.528.341 | CONTROLLER, MOTOR, SOLIDSTATE, 43A, 7.5...30HP @ 460V | 245ESMCC00 | W.W.T.P. 480V MOTOR CONTROL CENTERS | 150-F43NBD | 2FA60A | 1 | EA | 2965.06
PETE | 5225893 | 10.516.646 | AC DRIVE, POWERFLEX 753, 22 AMPS, 15HP ND, 10HP HD, 480V | 245ESMCC00 | W.W.T.P. 480V MOTOR CONTROL CENTERS | 20F11ND022AA0NNNNN | 2FA60A | 2 | EA | 4236.9
PETE | 5225895 | 10.528.944 | AC DRIVE, POWERFLEX 753, 34 AMPS, 25HP ND, 20HP HD, 480V | 245ESMCC00 | W.W.T.P. 480V MOTOR CONTROL CENTERS | 20F11ND034AA0NNNNN | 2FA59B3 | 1 | EA | 3223.35
PETE | 5225897 | 10.516.647 | AC DRIVE, POWERFLEX 753, 40 AMPS, 30HP ND, 25HP HD, 480V | 245ESMCC00 | W.W.T.P. 480V MOTOR CONTROL CENTERS | 20F11ND040AA0NNNNN | 2FA59B3 | 1 | EA | 4032.45
PETE | 5225898 | 10.528.945 | AC DRIVE, POWERFLEX 753, 65 AMPS, 50HP ND, 40HP HD, 480V | 245ESMCC00 | W.W.T.P. 480V MOTOR CONTROL CENTERS | 20F11ND065AA0NNNNN | 2FA60B | 1 | EA | 6111.75
PETE | 5225899 | 10.516.648 | AC DRIVE, POWERFLEX 753, 77 AMPS, 60HP ND, 50HP HD, 480V | 245ESMCC00 | W.W.T.P. 480V MOTOR CONTROL CENTERS | 20F11ND077AA0NNNNN | 2FA60B | 1 | EA | 7334.1
PETE | 5225902 | 10.507.960 | AC DRIVE, POWERFLEX 753, 8 AMPS, 480V | 245ESMCC00 | W.W.T.P. 480V MOTOR CONTROL CENTERS | 20F11ND8P0AA0NNNNN | 2FA60A | 1 | EA | 1405.05
PETE | 5225906 | 10.526.379 | BEZEL KIT FOR DPI LCD HIMS | 245ESMCC00 | W.W.T.P. 480V MOTOR CONTROL CENTERS | 20-HIM-B1 | 2FA25A41 | 1 | LT | 87
PETE | 5225909 | 10.507.632 | CONTACTOR, MOTOR LOADS, FEED-THRU, SIZE 1 | 245ESMCC00 | W.W.T.P. 480V MOTOR CONTROL CENTERS | 500F-BOD930 | 2FA25A42 | 1 | EA | 374.1
PETE | 5225911 | 10.527.893 | CONTACTOR, MTR, LOADS, FEED-THRU, SIZE 4 | 245ESMCC00 | W.W.T.P. 480V MOTOR CONTROL CENTERS | 500F-EOD930 | 2FA60B | 1 | EA | 2613.48
PETE | 5225913 | 10.521.024 | CONTROL RELAY, 110V 50HZ/120V 60HZ | 245ESMCC00 | W.W.T.P. 480V MOTOR CONTROL CENTERS | 700-CF310D | 2FA25H56 | 1 | EA | 74.76
PETE | 5225907 | 10.515.593 | CONTACTOR, MTR LOADS, FEED-THRU, SIZE 5 | 245ESMCC00 | W.W.T.P. 480V MOTOR CONTROL CENTERS | 500F-FOB930 | 2FA25I46 | 1 | EA | 9045.95
PETE | 5225821 | 10.501.565 | CIRCUIT BREAKER, 140G-MOLDED CASE, G FRAME, 65 KA, T/M - THERMAL MAGNETIC, RATED CURRENT 30 A. | 245ESMCC00 | W.W.T.P. 480V MOTOR CONTROL CENTERS | 140G-G6C3-C30 | 2FA25A39 | 1 | EA | 697.31
PETE | 5225866 | 10.526.714 | BREAKER, CIRCUIT, 480V, 30A, G FRAME | 245ESMCC00 | W.W.T.P. 480V MOTOR CONTROL CENTERS | 140MG-G8P-C30 | 2FA25E58 | 1 | EA | 495.62
PETE | 5225903 | 10.509.229 | POWERFLEX ARCHITECTURE CLASS ENHANCED HIM | 245ESMCC00 | W.W.T.P. 480V MOTOR CONTROL CENTERS | 20-HIM-A6 | 2FA25G60 | 2 | EA | 415.23
PETE | 5225825 | 10.514.842 | CIRCUIT BREAKER, 140G-MOLDED CASE, G FRAME, 65 KA, T/M - THERMAL MAGNETIC, RATED CURRENT 50 A. | 245ESMCC00 | W.W.T.P. 480V MOTOR CONTROL CENTERS | 140G-G6C3-C50 | 2FA25G56 | 1 | EA | 697.48
PETE | 5225886 | 10.509.233 | MODULE, PF750-115V I/O, 2A1, 2AO, 6DI, 2RO | 245ESMCC00 | W.W.T.P. 480V MOTOR CONTROL CENTERS | 20-750-2262D-2R | 2FA25A38 | 1 | EA | 285.36
PETE | 5225900 | 10.503.816 | AC DRIVE, POWERFLEX 753, 52 AMPS, 40HP ND, 30HP HD, 480V | 245ESMCC00 | W.W.T.P. 480V MOTOR CONTROL CENTERS | 20F11ND052AA0NNNNN | 2FA60A | 1 | EA | 5078.52
PETE | 5225908 | 10.515.602 | AC CONTACTOR, LIGHTING, FEED-THRU, 30A | 245ESMCC00 | W.W.T.P. 480V MOTOR CONTROL CENTERS | 500FL-BOD93 | 2FA25B41 | 1 | EA | 463.71
PETE | 5225870 | 10.514.807 | BREAKER, CIRCUIT, 480V, 3 AMP, G FRAME | 245ESMCC00 | W.W.T.P. 480V MOTOR CONTROL CENTERS | 140MG-G8P-B30 | 2FA25E59 | 1 | EA | 486.3
PETE | 5225918 | 10.527.858 | 1 N.O.-1 N.C. AUXILIARY CONTACTS | 245ESMCC00 | W.W.T.P. 480V MOTOR CONTROL CENTERS | 595-AB | 2FA25H58 | 1 | EA | 105.6
PETE | 5225800 | 10.510.029 | LINE REACTOR, THREE-PHASE, OPEN STYLE (AC DRIVE REACTORS) 4 AMPS, 6.5 MH. | 245ESMCC00 | W.W.T.P. 480V MOTOR CONTROL CENTERS | 1321-3R4-B | 2FA25D37 | 1 | EA | 136
PETE | 5225801 | 10.502.661 | LINE REACTOR, THREE-PHASE, OPEN STYLE (AC DRIVE REACTORS) 35 AMPS, 0.8 MH. | 245ESMCC00 | W.W.T.P. 480V MOTOR CONTROL CENTERS | 1321-3R35-B | 2FA25I39 | 2 | EA | 558.54
PETE | 5225802 | 10.511.735 | TERMINAL LUG KIT, 6...300 MCM, 193-EC_F, 193-EE_F | 245ESMCC00 | W.W.T.P. 480V MOTOR CONTROL CENTERS | 100-DL180 | 2FA25F56 | 1 | EA | 67.95
PETE | 5225803 | 10.511.153 | SURGE SUPPRESSOR, VARISTOR MODULE, 56 ...136VAC/78...180VDC | 245ESMCC00 | W.W.T.P. 480V MOTOR CONTROL CENTERS | 100-FSV136 | 2FA25F56 | 1 | EA | 16.18
PETE | 5225805 | 10.532.663 | LINE REACTOR, THREE-PHASE, OPEN STYLE (AC DRIVE REACTORS) 4 AMPS, 9.0 MH. | 245ESMCC00 | W.W.T.P. 480V MOTOR CONTROL CENTERS | 1321-3R4-C | 2FA25C37 | 1 | EA | 147.9
PETE | 5225806 | 10.520.385 | LINE REACTOR, THREE-PHASE, OPEN STYLE (AC DRIVE REACTORS) 25 AMPS, 2.0 MH. | 245ESMCC00 | W.W.T.P. 480V MOTOR CONTROL CENTERS | 1321-3R25-C | 2FA25B38 | 1 | EA | 299.28
PETE | 5225807 | 10.532.661 | LINE REACTOR, THREE-PHASE, OPEN STYLE (AC DRIVE REACTORS) 25 AMPS, 1.2 MH. | 245ESMCC00 | W.W.T.P. 480V MOTOR CONTROL CENTERS | 1321-3R25-B | 2FA25C38 | 1 | EA | 267.09
PETE | 5225808 | 10.532.662 | LINE REACTOR, THREE-PHASE, OPEN STYLE (AC DRIVE REACTORS) 35 AMPS, 1.2 MH. | 245ESMCC00 | W.W.T.P. 480V MOTOR CONTROL CENTERS | 1321-3R35-C | 2FA60B | 1 | EA | 415.86
PETE | 5225810 | 10.520.387 | LINE REACTOR, THREE-PHASE, OPEN STYLE (AC DRIVE REACTORS) 55 AMPS, 0.5 MH. | 245ESMCC00 | W.W.T.P. 480V MOTOR CONTROL CENTERS | 1321-3R55-B | 2FA60B | 1 | EA | 385.41
PETE | 5225811 | 10.510.030 | LINE REACTOR, THREE-PHASE, OPEN STYLE (AC DRIVE REACTORS) 8 AMPS, 3.0 MH. | 245ESMCC00 | W.W.T.P. 480V MOTOR CONTROL CENTERS | 1321-3R8-B | 2FA25I38 | 1 | EA | 149.6
PETE | 5225814 | 10.532.664 | LINE REACTOR, THREE-PHASE, OPEN STYLE (AC DRIVE REACTORS) 80 AMPS, 0.4 MH. | 245ESMCC00 | W.W.T.P. 480V MOTOR CONTROL CENTERS | 1321-3R80-B | 2FA60B | 1 | EA | 458.49
PETE | 5225815 | 10.520.388 | LINE REACTOR, THREE-PHASE, OPEN STYLE (AC DRIVE REACTORS) 80 AMPS, 0.7 MH. | 245ESMCC00 | W.W.T.P. 480V MOTOR CONTROL CENTERS | 1321-3R80-C | 2FA60B | 1 | EA | 682.08
PETE | 5225816 | 10.532.665 | LINE REACTOR, THREE-PHASE, OPEN STYLE (AC DRIVE REACTORS) 8 AMPS, 5.0 MH. | 245ESMCC00 | W.W.T.P. 480V MOTOR CONTROL CENTERS | 1321-3R8-C | 2FA25B37 | 1 | EA | 206.4
PETE | 5225817 | 10.504.851 | LINE REACTOR, THREE-PHASE, OPEN STYLE (AC DRIVE REACTORS) 55 AMPS, 0.85 MH. | 245ESMCC00 | W.W.T.P. 480V MOTOR CONTROL CENTERS | 1321-3R55-C | 2FA60B | 1 | EA | 495.9
PETE | 5225820 | 10.526.679 | FRAME G.J. SHUNT TRIP (SNT), 110-127VAC-110-125VDC, 140G CIRCUIT-BREAKER ACCESSORY. | 245ESMCC00 | W.W.T.P. 480V MOTOR CONTROL CENTERS | 140G-G-SND | 2FA25F59 | 1 | EA | 430.65
PETE | 5225858 | 10.502.926 | TRIP UNIT, CIRCUIT BREAKER, 225A, J-FRAME. | 245ESMCC00 | W.W.T.P. 480V MOTOR CONTROL CENTERS | 140G-JTF3-D22 | 2FA25G58 | 1 | EA | 562.02
PETE | 5225861 | 10.517.776 | HANDLE, BREAKER, 140G/1494V, OPERATING MECHANISMS. | 245ESMCC00 | W.W.T.P. 480V MOTOR CONTROL CENTERS | 140G-H-NVM12R | 2FA25I40 | 1 | EA | 225.33
PETE | 5225863 | 10.507.776 | TERMINAL COVER, BREAKER, FRAME J, QTY 2 | 245ESMCC00 | W.W.T.P. 480V MOTOR CONTROL CENTERS | 140G-J-TC3H | 2FA25A40 | 1 | EA | 113.1
PETE | 5225865 | 10.505.882 | EXTENDED TERMINAL, BREAKER, FRAME K, QTY 3 | 245ESMCC00 | W.W.T.P. 480V MOTOR CONTROL CENTERS | 140G-K-EXT3 | 2FA25G59 | 1 | EA | 195.75
PETE | 5225867 | 10.534.632 | SHUNT TRIP, BREAKER, FRAME K-M | 245ESMCC00 | W.W.T.P. 480V MOTOR CONTROL CENTERS | 140G-K-SND | 2FA25E58 | 1 | EA | 430.65
PETE | 5225868 | 10.509.175 | TERMINAL LUG, BREAKER, FRAME K, QTY 3, 1X250-500 | 245ESMCC00 | W.W.T.P. 480V MOTOR CONTROL CENTERS | 140G-K-TLC13 | 2FA25E58 | 1 | EA | 79.17
PETE | 5225869 | 10.535.671 | TRIP UNIT, BREAKER, 300A, K FRAME | 245ESMCC00 | W.W.T.P. 480V MOTOR CONTROL CENTERS | 140G-KTH3-D30 | 2FA25B39 | 1 | EA | 1386.78
PETE | 5225874 | 10.526.094 | TERMINAL BLOCK, CA1, WHITE, ((SINGLE BLOCK) | 245ESMCC00 | W.W.T.P. 480V MOTOR CONTROL CENTERS | 1492-CA1 | 2FA25E65 | 1 | EA | 3.42
PETE | 5225875 | 10.513.782 | TERMINAL BLOCK, FEED-THRU/SPLICER BLK, 3 POLE, 310 A | 245ESMCC00 | W.W.T.P. 480V MOTOR CONTROL CENTERS | 1492-PD3113 | 2FA25E61 | 1 | EA | 99.78
PETE | 5225880 | 10.513.767 | FUSE BLOCK, FUSE COVER ONLY-PER POLE | 245ESMCC00 | W.W.T.P. 480V MOTOR CONTROL CENTERS | 1491-R150 | 2FA25E62 | 1 | EA | 37.41
PETE | 5225881 | 10.526.092 | TERMINAL BLOCK, FEED THRU/SPLICER,1 POLE, ALUM.,255A | 245ESMCC00 | W.W.T.P. 480V MOTOR CONTROL CENTERS | 1492-BE | 2FA25E62 | 1 | EA | 55.45
PETE | 5225882 | 10.526.083 | PANEL MOUNT BLOCK, 1492, PULL APART, 3-POLE | 245ESMCC00 | W.W.T.P. 480V MOTOR CONTROL CENTERS | 1492-ED103 | 2FA25E62 | 1 | EA | 60.9
PETE | 5225885 | 10.535.966 | TRANSFORMER, CONTROL, 80VA, 240/480V, PRIM, 24V, SEC. | 245ESMCC00 | W.W.T.P. 480V MOTOR CONTROL CENTERS | 1497-B-BAJK-0-N | 2FA25A37 | 1 | EA | 59.07
PETE | 5225888 | 10.523.705 | TRANSFORMER, CONTROL, 80VA, 240/480V, PRIM, 120V, SEC. | 245ESMCC00 | W.W.T.P. 480V MOTOR CONTROL CENTERS | 1497-B-BASX-1-N | 2FA25D42 | 1 | EA | 104.18
PETE | 5225890 | 10.535.965 | TRANSFORMER, CONTROL, 200VA, 240/480V, PRIM, 120V, SEC. | 245ESMCC00 | W.W.T.P. 480V MOTOR CONTROL CENTERS | 1497-D-BASX-3-N | 2FA25I42 | 1 | EA | 143.37
PETE | 5225891 | 10.511.888 | TRANSFORMER, CONTROL, 500VA, 240/480V, PRIM, 120V, SEC. | 245ESMCC00 | W.W.T.P. 480V MOTOR CONTROL CENTERS | 1497-G-BASX-3-N | 2FA25D38 | 1 | EA | 268.39
PETE | 5225892 | 10.525.320 | EXTERNAL RESET ADAPTER FOR OVERLOAD RELAYS, 193- | 245ESMCC00 | W.W.T.P. 480V MOTOR CONTROL CENTERS | 193-ERA | 2FA25E56 | 1 | EA | 16.86
PETE | 5225894 | 10.513.766 | FUSE BLOCK, 60A | 245ESMCC00 | W.W.T.P. 480V MOTOR CONTROL CENTERS | 1494F-FS60 | 2FA25G60 | 1 | EA | 41
PETE | 5225904 | 10.532.933 | E1 PLUS SS OVERLOAD RELAY, MAN. RESET 3.2-16 AMPS | 245ESMCC00 | W.W.T.P. 480V MOTOR CONTROL CENTERS | 592-EEDC | 2FA25H56 | 1 | EA | 107.01
PETE | 5225905 | 10.521.058 | E1 PLUS SS OVERLOAD RELAY, MAN. RESET 9-45 AMPS | 245ESMCC00 | W.W.T.P. 480V MOTOR CONTROL CENTERS | 592-EEFC | 2FA25H57 | 4 | EA | 603.72
PETE | 5225910 | 10.533.347 | E1 PLUS SOLID ST, MANUAL RESET, 1.0-5.0 AMPS | 245ESMCC00 | W.W.T.P. 480V MOTOR CONTROL CENTERS | 592-EECC | 2FA25H60 | 1 | EA | 115.93
PETE | 5225914 | 10.530.720 | PILOT, LIGHT, 30.5MM, TYPE 4/13, NO LENS, 480V | 245ESMCC00 | W.W.T.P. 480V MOTOR CONTROL CENTERS | 800T-P46 | 2FA25H58 | 1 | EA | 120.23
PETE | 5225915 | 10.518.833 | PILOT, LIGHT, 30.5MM, TYPE 4/13, CLEAR, 480V | 245ESMCC00 | W.W.T.P. 480V MOTOR CONTROL CENTERS | 800T-P46C | 2FA25E61 | 1 | EA | 127.98
PETE | 5225916 | 10.510.172 | E1 PLUS SOLID ST, MANUAL RESET, 18-90 AMPS. | 245ESMCC00 | W.W.T.P. 480V MOTOR CONTROL CENTERS | 592-EEGD | 2FA25I37 | 4 | EA | 852.6
PETE | 5225919 | 10.532.910 | MCS-CF CONTROL RELAY, 2 N.O./2 N.C. | 245ESMCC00 | W.W.T.P. 480V MOTOR CONTROL CENTERS | 700-CF220D | 2FA25H58 | 2 | EA | 152.96
PETE | 5225920 | 10.509.475 | PILOT LIGHT CAP, STANDARD, CLEAR | 245ESMCC00 | W.W.T.P. 480V MOTOR CONTROL CENTERS | 800T-N26C | 2FA25H58 | 1 | EA | 10.7
PETE | 5225250 | 10.520.698 | PUMP, FLYGT MODEL NP3202.185, CI CONST W/HARD IRON, 614 IMP, 12" DISCH, 60 HP, 50 FT POWER CABLE, W/FLS, TC/TC LOWER & UPPER SEAL, EQ. #9PMP-OWW003A/B | 245OWWDSPA | WASTE DRAIN SUMP PUMP "A", INCLUDES PUMP/MOTOR, CONTROLS, VALVES AND PIPING. | 9PMP-OWW003A/B | SB5 FLOOR | 1 | EA | 37175
PETE | 5225251 | 10.520.696 | PUMP, FLYGT MODEL NP3127.060, CI CONST W/HARD IRON, 489 IMP, 4" DISCH, 7.5HP, 50 FT POWER CABLE, W/FLS, VITON O-RINGS, EPOXY COATING, ZINC ANODES, SiC/SiC LOWER SEAL, TC/TC UPPER SEAL, EQ. #9PMP-DGN001A/B | 245DGN001A | WASTE WATER TREATMENT BUILDING F.G.D. SUMP PUMP A, INCLUDES PUMP/MOTOR, CONTROLS, VALVES AND PIPING. | 9PMP-DGN001A/B |  | 0 | EA | 0
PETE | 5225252 | 10.532.974 | PUMP, FLYGT MODEL NP3153.185, CI CONST W/HARD IRON, 463 IMP, 4" DISCH, 20 HP, 50 FT POWER CABLE, W/FLS, TC/TC UPPER & LOWER SEAL, EQ. #9PMP-DGN002A/B | 245DGN002A | WASTE WATER TREATMENT BUILDING O.W.W. SUMP PUMP A. INCLUDES PUMP/MOTOR, CONTROLS, VALVES AND PIPING. | 9PMP-DGN002A/B | SB1IE3 | 1 | EA | 13345
PETE | 4004350 | 10.520.451 | PLUG, WELDING, INTERCHANGEABLE PIN & SLEEVE, GROUNDING TYPE II, 60A, 600VAC, 3-PHASE, 4-POLE, GRAY, W/ COPPER FREE ALUMINUM, ELECTRO STATIC APPLIED EPOXY & POWDER FINISH, FOR PETE WELDING POWER SUPPLY. | 272GDWR000 | WELDING RECEPTACLES IN UNITS 1,2 AND 4 DEWATERING BUILDINGS AND OUTSIDE AREA. | VP6485 | 1FA4G13 | 3 | EA | 1059.69
PETE | 5205217 | 10.504.411 | LIQUID LEVEL SWITCH/REGULATOR, WITH 40' CABLE. | 245DGNSP01 | WWT BUILDING FGD SUMP PIT | ENM-10 | 2FA22D31 | 1 | EA | 294.95
PETE | 5225981 | 10.523.574 | BACK PRESSURE VALVES SPARE PARTS KIT | 245CFSAMP1 | ZLD SULFURIC ACID FEED PUMP 1. FED FROM WWTP 480V MCC 1 POSITION 02L 3 AMP BREAKER. | RK001 | 2FA18E1 | 1 | LT | 136.13
PETE | 5225983 | 10.509.980 | SERIES 500 NEPTUNE PUMP SPARE PARTS KIT | 245CFSAMP1 | ZLD SULFURIC ACID FEED PUMP 1. FED FROM WWTP 480V MCC 1 POSITION 02L 3 AMP BREAKER. | 002713 | 2FA18D1 | 1 | LT | 900
PETE | 5225982 | 10.528.254 | PULSATION DAMPENERS MDL SENTRY, SPARE PARTS KIT | 245CFSAMP1 | ZLD SULFURIC ACID FEED PUMP 1. FED FROM WWTP 480V MCC 1 POSITION 02L 3 AMP BREAKER. | 129352 | 2FA18E1 | 1 | LT | 160.14
PETE | 5901104 | 10.514.871 | BRUSH, USED IN LOUIS ALLIS TURBINE ROOM CRANE AUX. HOIST MOTOR, S/N 5-276030, TYPE COGHK |  |  |  | 2FA6E29 | 10 | EA | 51.7
PETE | 5901152 | 10.533.593 | RING, STATIONARY FOR ELECTRIC BRAKE, S-23736, USED ON S.B. CRANE BRIDGE CRANE SER #2960. |  |  |  | 2FA6C17 | 2 | EA | 19.96
23286079.86