## Cover Page
Petitioner's Exhibit No. 2
Public Attachments SAH-2 (Revised) and SAH-4 (Revised) through SAH-7 (Revised)
CEI North
Cause No. 45611
FILED
May 20, 2022
INDIANA UTILITY
REGULATORY COMMISSION

## SAH-2 (Revised)
CEI North
Compliance Projects - Investment Summary
Original
Compliance Projects | 2022 | 2023 | 2024 | 2025 | 2026 | 2022-2026
BS/CI Replacements | 69443993.21 | 68555805.8086 | 67082386.4074 | 28050362.6907 | 0 | 233132548.1168
Distribution Modernization | 16271553.56 | 12730381.7626 | 27856031.1869 | 79730070.0895 | 78678312.1007 | 215266348.6997
Transmission Modernization | 33681220.2 | 78622067.927 | 26934107.4286 | 57641244.0042 | 115022836.6191 | 311901476.179
Storage Modernization | 9365309.48 | 14210468.7053 | 6994410.7912 | 6456749.8941 | 2705408.3385 | 39732347.2091
Compliance Total | 128762076.45 | 174118724.2035 | 128866935.8142 | 171878426.6784 | 196406557.0583 | 800032720.2045
Revised per IURC order 4/20/2022 (Cause No. 45611)
Compliance Projects | 2022 | 2023 | 2024 | 2025 | 2026 | 2022-2026
BS/CI Replacements | 69443993.21 | 68471745.1786 | 66795146.4686 | 27867246.7485 | 0 | 232578131.6057
Distribution Modernization | 16271553.56 | 12715192.0426 | 27727580.7875 | 79154836.0665 | 77891770.1637 | 213760932.6203
Transmission Modernization | 33681220.2 | 78335755.7893 | 26761355.9727 | 57046606.0131 | 113405086.1606 | 309230024.1358
Storage Modernization | 9365309.48 | 14167420.2957 | 6966804.9822 | 6418715.2704 | 2690274.8281 | 39608524.8564
Compliance Total | 128762076.45 | 173690113.3062 | 128250888.211 | 170487404.0985 | 193987131.1524 | 795177613.2182

## SAH-4 (Revised) (Public)
CEI North
Transmission Modernization - Compliance Project
Database Number | Maximo Work Order Number | Work Order Number SAP/Oracle | Project Category | Area | City or Storage Field | Description | Planned Year | Base Estimate 2022 $ | Estimate for Planned Year (as filed) | Estimate for Planned Year (Revised) | Amount on contigency removed (1)
5090 | N/A | TBD | CASINGS | SE Storage | DOLAN | Remove casings at three locations in Dolan Storage Field where the existing casings are shorted to the carrier pipe. | 2022
NS5057-4296 | N/A | TBD | GAS QUALITY / CONDITIONING | SE | BLOOMINGTON | Install gas chromatograph and filter/separator at Needmore PP Regulator Station 24000264 to be able to monitor the quality of gas being delivered. | 2022
NS5017-3921 | N/A | TBD | ILI RETROFITS | SE | CHARLESTOWN | NS5017: Replace existing 1965 vintage 6" pipe from Measure 8163 to Measure 13082 (4,919'). Replace with pipe with a hoop stress <20%. NS5700: Replace 500' of existing 1968 vintage pipe. This vintage is associated with manufacturing and construction threats that interact with outside force, external corrosion, third party damage, incorrect operation threats. Replacement of the vintage pipe will eliminate interactive threats. | 2022
NS5052-3124 | N/A | TBD | ILI RETROFITS | SE | GRANDVIEW | 10" Grandview PP to Waynesville TBS - ILI Retrofit to allow for In-Line Inspection | 2022
NS5143-4266 | N/A | TBD | ILI RETROFITS | SE | SHELBYVILLE | 16" Whiteland to Shelbyville ILI retrofit to allow for In-Line Inspection. MAOP Reconfirmation and Material verification for 5143-5105 included | 2022
5075 | N/A | TBD | OBSOLETE EQUIPMENT | NE | DUNKIRK | Replace the outdated controller at Dunkirk Station due to obsolete equipment. | 2022
5076 | N/A | TBD | OBSOLETE EQUIPMENT | NW | HENDRICKS COUNTY JUNCTION | Replace 3 pressure controllers at HCJ due to obsolete equipment. | 2022
N-XA-11721 | 14000034 | 19595602051210 | OBSOLETE EQUIPMENT | NW | ATTICA | IN-ATTICA-SUMMIT ST REG STATION-REBUILD SUMMIT ST ~~Station needs rebuilt has obsolete equipment, leaky valves and riser corrosion (0 - services) | 2022
NE4001-4875 | N/A | 21202802054018 | PRIORITY PIPE | NE | ZIONSVILLE | Replace 1978 vintage pipe between Hendricks County Junction and Zionsville due to seam defects including hook cracks identified through ILI. | 2022
NW3103-5143 | N/A | TBD | PRIORITY PIPE | NW | LAFAYETTE | Replace small section of 8" pipe with 12" pipe on Subaru Line. Assessment needed in 2023 | 2022
NW3124-3164 | N/A | TBD | PRIORITY PIPE | NW | GREENCASTLE | ILI retrofit and combine with NW3128 to allow for In-Line Inspection of NW3124 and NW3128. | 2022
5052 | N/A | TBD | GAS QUALITY / CONDITIONING | SE Storage | DOLAN | Install Gas Chromatograph at Unionville to monitor gas quality | 2023
NE4006-2960 | N/A | TBD | GAS QUALITY / CONDITIONING | NE | ANDERSON | Install Gas Chromatograph and filter/separator and Anderson #2 Station to ensure gas quality | 2023
NS5013-3919 | N/A | TBD | GAS QUALITY / CONDITIONING | SE | CRESTWOOD, KY | Install Gas Chromatograph at Crestwood PP to monitor gas quality. | 2023
NS5142-5102 | N/A | TBD | PRESSURE TEST | NW | DANVILLE | MAOP Reconfirmation - Pressure Test and Material Verification. PT from HCJ (0.00) to I-70 (104131.32) (104,131 ft). Replace lateral Route NS5142.L089 to RS #46000033 Lake of Lanterns. Replace through reg runs. | 2023
NW3117-3088 | N/A | 19202802054022 | PRESSURE TEST | NW | TERRE HAUTE | Replace approximately 13 miles of 8" steel transmission line between Texas Gas PP to Centerpoint Station. Pipeline requires MAOP reconfirmation but cannot be pressure tested because it is only supply to single-feed system. | 2023
NW3125-5108 | N/A | TBD | PRESSURE TEST | NW | LEBANON | MAOP Reconfirmation - Pressure Test and Material Verification. PT from Measure 0 to 15056.04 (15056 ft). | 2023
NE4001-5002 | N/A | TBD | PRIORITY PIPE | NE | ZIONSVILLE | Replace 30,894' of 1978 vintage pipe between Hendricks County Junction and Zionsville due to seam defects including hook cracks. | 2023
NE4006-5147 | N/A | TBD | PRIORITY PIPE | NE | ANDERSON | Replace 103' of unknown vintage pipe from Measure 24222.6 to Measure 24119.12 at Orebaugh Creek. | 2023
NE4036-5089 | N/A | TBD | PRIORITY PIPE | NE | MUNCIE | Phase 1 Construct new 12" pipeline from Gate 12 in Muncie to the Rushville Take Off Station to eliminate the existing pipeline with defects. | 2023
NW3107-3231 | N/A | TBD | PRIORITY PIPE | NW | CRAWFORDSVILLE | Install new rectifiers and/or ground beds on NW3107 line to improve cathodic protection. Current protection not adequate to prevent corrosion. | 2023
NW3108-3230 | N/A | TBD | PRIORITY PIPE | NW | CRAWFORDSVILLE | Install new rectifiers and/or ground beds on NW3108 line to improve cathodic protection. Current protection not adequate to prevent corrosion. | 2023
NE4015-3295 | N/A | TBD | GAS QUALITY / CONDITIONING | NE | RICHMOND | Install filter/separator and gas chromatograph at Panhandle PP (Richmond #2) to monitor and maintain gas quality. | 2024
NE4018-3880 | N/A | TBD | GAS QUALITY / CONDITIONING | NE | PONETO | Install relief valve, gas chromatograph and filter/separator at Huntington purchase point | 2024
NS5145-3471 | N/A | TBD | GAS QUALITY / CONDITIONING | SE | ST PAUL | Install gas chromatographs at REX PP to monitor the quality of gas being delivered in Vectren facilities. | 2024
NW3112-3275 | N/A | TBD | GAS QUALITY / CONDITIONING | NW | TERRE HAUTE | Install filter and separator at Heartland Steel PP to improve gas quality in the south Terre Haute system. | 2024
NW3003-3149 | N/A | TBD | ILI RETROFITS | NW | LAFAYETTE | Replace 17 fittings on the 16" main from Taylor trap to McCormic Station. Remediate exposure on concord road west of the Wea Valve. Replace the leaking 8" valve at Fox Station. Install 9 filters at regulator stations. This project will require 4 stopple and distribution support. ILI retrofit to allow for In-Line Inspection | 2024
5081 | N/A | TBD | OBSOLETE EQUIPMENT | SE Storage | DOLAN | Install Ultrasonic Metering at Dolan Storage Field to replace obsolete meters and provide enhanced reservoir inventory monitoring and control | 2024
5082 | N/A | TBD | OBSOLETE EQUIPMENT | NW Storage | WOLCOTT | Install Ultrasonic Metering at Wolcott Storage Field to replace obsolete meters and provide enhanced reservoir inventory monitoring and control | 2024
NE4003-5092 | N/A | TBD | PRESSURE TEST | NE | NOBLESVILLE | MAOP Reconfirmation - Pressure Test and Material Verification. (45 miles total): •PT from Zionsville (0) to 111th St (29757) (30, 000 ft); include Gate 1 (Routes NE4003.L058 & NE4003.Y003) •PT from 111th St (29757) to Lantern Rd (72987) (43, 000 ft) •PT from Lantern Rd (72987) to east of May's Landing Dr (74348) (1361 ft) •PT from Promise Rd (85700) to Gate 6 (145392.77) (60, 000 ft) •PT from Measure 173206 (Anderson #1 Station) to 264364.68 (Gate 12) (91,158 ft) •PT from Measure 264364.68 (Gate 12) to 280512.55 (King Station) (16, 100 ft) | 2024
NS5009-3290 | N/A | TBD | PRESSURE TEST | SE | CLARKSVILLE | Pressure test of 10" Quarry Bluff to Longview Beach (DS) due to no existing pressure test documentation. | 2024
NS5010-3292 | N/A | TBD | PRESSURE TEST | SE | CLARKSVILLE | Pressure test of 10" Quarry Bluff to Longview Beach (US) due to no existing pressure test documentation. | 2024
NS5055-5142 | N/A | TBD | PRESSURE TEST | SE | BLOOMINGTON | NS5055 assessment along Old SR-37 due in 2025; Pressure Test for MAOP Reconfirmation (NS5153 Measure 65387.98 to 67076.12) and Assessment and replace any vintage 1948 or unknown adjacent pipe. Also replace or PT nearby Reconfirmation segment from NS5153 Measure 64929.68 to 64941.67. | 2024
NS5056-5141 | N/A | TBD | PRESSURE TEST | SE | BLOOMINGTON | NS5056 assessment at 3rd St due in 2024; Pressure Test for Reconfirmation (NS5153 Measure 96684.08 to 96758.91) and Assessment and replace any vintage 1956 adjacent pipe | 2024
NS5059-5100 | N/A | TBD | PRESSURE TEST | SE | BLOOMINGTON | Pressure test from Measure 22901.91 to 28197.42 for Assessment and Reconfirmation.MAOP Reconfirmation - Pressure Test and Material Verification - segment from Measure 26119 to 28197.42 (2,078 ft) | 2024
NS5059-5101 | N/A | TBD | PRESSURE TEST | SE | BLOOMINGTON | MAOP Reconfirmation replacement - cannot pressure test. Route NS5059.L003 - lateral to 19th & Dunn Streets Station 29000011 and rebuild Station 29000011 | 2024
NS5143-5042 | N/A | TBD | PRIORITY PIPE | SE | WHITELAND | Material verification to establish traceable, verifiable, and complete pipeline records. Collect cutouts on sections not completed in 2022 | 2024
NW3112-3057 | N/A | TBD | PRIORITY PIPE | NW | TERRE HAUTE | Install new Rectifier and Ground Bed to improve cathodic protection. Current protection not adequate to prevent corrosion. | 2024
NE4021-3937 | N/A | TBD | ILI RETROFITS | NE | GREENFIELD | ILI retrofit. Install launcher and receiver and filters on side stations. | 2025
NW3122-3032 | N/A | TBD | ILI RETROFITS | NW | CAYUGA | Newport tie-over to feed the town of Newport from the Cayuga PP. Necessary to allow ILI retrofit and assessment of 16" Cayuga to Duke pipeline - NW3122-3076 | 2025
NW3122-3076 | N/A | TBD | ILI RETROFITS | NW | CAYUGA | ILI Retrofit of 16" Cayuga to Duke to allow for In-Line Inspection. | 2025
5083 | N/A | TBD | OBSOLETE EQUIPMENT | SE Storage | SELLERSBURG | Install Ultrasonic Metering at Sellersburg Storage Field to replace obsolete meters and provide enhanced reservoir inventory monitoring and control | 2025
NS5006-5097 | N/A | TBD | PRESSURE TEST | SE | SELLERSBURG | Reconfirmation Pressure Test and MatV - PT from Holman (26768.84) to Utica (7459.01) (19309 ft) | 2025
NS5057-5139 | N/A | TBD | PRESSURE TEST | SE | BLOOMINGTON | Reconfirmation pressure test from Measure 22224 to 24237.26 (2013 ft) (Fullerton 2014 reroute). Reconfirmation pressure test cannot be performed - replace from Measure 24237.26 to 24592.95 (HCA), and 81163 to 82186.55 (HCA). | 2025
NE4036-5089 | N/A | TBD | PRIORITY PIPE | NE | MUNCIE | Phase 2 Construct new 12" pipeline from Gate 12 in Muncie to the Rushville Take Off Station to replace the existing pipeline with defects | 2025
NS5053-5049 | N/A | TBD | PRIORITY PIPE | SE | COLUMBUS | Replace 638' of 1946 vintage 8" pipe due to older vintage pipe. This vintage is associated with manufacturing and construction threats that interact with outside force, external corrosion, third party damage, incorrect operation threats. Replacement of the vintage pipe will eliminate interactive threats. | 2025
NS5059-5050 | N/A | TBD | PRIORITY PIPE | SE | BLOOMINGTON | Replace 1,829' of 1955 vintage pipe between Dolan Station and IU Metering Station due to older vintage pipe. This vintage is associated with manufacturing and construction threats that interact with outside force, external corrosion, third party damage, incorrect operation threats. Replacement of the vintage pipe will eliminate interactive threats. | 2025
NS5060-5051 | N/A | TBD | PRIORITY PIPE | SE | BLOOMINGTON | Replace 7,045' of 1959 vintage and unknown vintage pipe between Dolan Station and Dolan Storage Field. This vintage is associated with manufacturing and construction threats that interact with outside force, external corrosion, third party damage, incorrect operation threats. Replacement of the vintage pipe will eliminate interactive threats. | 2025
NW3114-3424 | N/A | TBD | PRIORITY PIPE | NW | TERRE HAUTE | 6" Margaret #2 to Texas Gas PP - Replacement // NW3114. Replace 200 feet of 6" pipe due to unsupported MAOP | 2025
NW3800-5137 | N/A | TBD | PRIORITY PIPE | NW | WOLCOTT | Replace 2.88 miles of 16" trunk line and replace all lateral lines to wells due to internal corrosion. | 2025
9999 | N/A | TBD | GAS QUALITY / CONDITIONING | NW | MONROVIA | Replace odorizer at Monrovia Station due to obsolete equipment. | 2026
NS5145-3085 | N/A | TBD | GAS QUALITY / CONDITIONING | SE | GREENSBURG | Install new odorizer tanks at Greensburg 261 station due to existing tanks being in poor condition. | 2026
NE4012-3031 | N/A | TBD | OBSOLETE EQUIPMENT | NE | NEW CASTLE | Eliminate Joyner Farm regulator pit/Station 1645 Equipment no longer needed that increases likeliness of incorrect operation threat. Replacement with distribution piping eliminates transmission asset. | 2026
NE4015-5094 | N/A | TBD | PRESSURE TEST | NE | RICHMOND | Reconfirmation Pressure Test and Material verification; MatV for fittings only; PT entire pipeline (53517.03 ft) | 2026
NE4037-5091 | N/A | TBD | PRESSURE TEST | NE | HUNTINGTON | Phase 1 Easement acquisition and construct new pipeline from the Huntington PP to Huntington TBS. Required Pressure test of existing transmission pipeline cannot be completed - single feed system | 2026
NE4037-5147 | N/A | TBD | PRESSURE TEST | NE | HUNTINGTON | Phase 2 of Replacement Huntington PP to Huntington TBS to allow for pressure test of NE4018 pipeline which is a one way feed with new NE4037 pipeline. | 2026
NS5011-5098 | N/A | TBD | PRESSURE TEST | SE | SELLERSBURG | MAOP Reconfirmation Pressure Test - from Measure 4310.22 to 8428.02 (across river) (4118 ft) | 2026
NS5012-5099 | N/A | TBD | PRESSURE TEST | SE | SELLERSBURG | Reconfirmation Pressure Test - PT from Measure 4252.73 to 8255.71 (across river) (4002 ft) | 2026
5077 | N/A | TBD | PRIORITY PIPE | SE | BLOOMINGTON | Replace roughly 6,500' of the 8" Needmore to Bloomington pipeline east of Childs School to just south of St. Remy Dr. | 2026
NE4005-5045 | N/A | TBD | PRIORITY PIPE | NE | GREENFIELD | Replace 29,315' of 1956 vintage pipe, 853.3' of 1963 vintage pipe and 101.7' of 1965 vintage pipe. This vintage is associated with manufacturing and construction threats that interact with outside force, external corrosion, third party damage, incorrect operation threats. Replacement of the vintage pipe will eliminate interactive threats as well as poor girth welds. | 2026
NE4036-5089 | N/A | TBD | PRIORITY PIPE | NE | MUNCIE | Phase 3 Construct new 12" pipeline from Gate 12 in Muncie to the Rushville Take Off Station to eliminate the existing pipeline with defects. | 2026
NS5001-4993 | N/A | TBD | PRIORITY PIPE | SE | CLARKSVILLE | Replace 5,758' of 8" 1952 vintage between Applegate Station and Clarksville TBS. This vintage is associated with manufacturing and construction threats that interact with outside force, external corrosion, third party damage, incorrect operation threats. Replacement of the vintage pipe will eliminate interactive threats. ECDA not effective as pipeline coating is not sufficient. | 2026
NS5008-5046 | N/A | TBD | PRIORITY PIPE | SE | CLARKSVILLE | Replace 4,295' of 1953 vintage pipe due to older vintage pipe. This vintage is associated with manufacturing and construction threats that interact with outside force, external corrosion, third party damage, incorrect operation threats. Replacement of the vintage pipe will eliminate interactive threats. | 2026
NS5014-3791 | N/A | TBD | PRIORITY PIPE | SE | CRESTWOOD, KY | Replace 1.1 miles of 10"line for Crestwood to the river with 16" through HCA | 2026

## SAH-5 (Revised) (Public)
CEI North
Distribution Modernization - Compliance Project
Database Number | Maximo Work Order Number | Work Order Number SAP/Oracle | Project Category | Area | City or Storage Field | Description | Planned Year | Base Estimate 2022 $ | Estimate for Planned Year (as filed) | Estimate for Planned Year (Revised) | Amount on contigency removed (1)
N-X-163 | 18103261 | 17595002G50228 | BRIDGE CROSSINGS | NW | TERRE HAUTE | IN-TERRE HAUTE-HULMAN ST ~~ BRIDGE CROSSING N-X-163 - INSTALL: 470' OF 6" PLASTIC UNDER THOMPSON DITCH AND INDIANA RAILROAD, RETIRE: 385' OF 6" STEEL AND 6" PLASTIC, REPLACE: 0 SERVICES | 2022
N-X-3643 | 13498647 | 16595002050222 | CASINGS | NW | TERRE HAUTE | IN-TERRE HAUTE- 3001 KUSSVEDINNER ST N-X-3643-Shorted Casings-Replace shorted 12" main and casing near 30001 Kussner St. in Terre Haute, IN. Retire 10" main crossing. | 2022
N-X-3810 | 17506775 | 20592402050214 | EXPOSURES | SE | BEDFORD | IN-BEDFORD-SHAWNEE WOODS DR~~REPLACE 500' OF 8" HP STL MAIN IN DITCH AT EAST END OF FIELD NEAR 378 SHAWNEE WOODS . INSTALL 335' OF 8" STEEL. NO SERVICES | 2022
N-X-3811 | 17508498 | 20592402050215 | EXPOSURES | SE | BEDFORD | IN-BEDFORD-PEERLESS RD~~REPLACE 500' OF 8" HP STL MAIN IN CREEK NEAR 831 PEERLESS RD | 2022
N-X-11101 | N/A | TBD | EXPOSURES | NW | BRAZIL | IN-BRAZIL- CR425 6" MP Steel Main - Exposure Near Int. of CR425 and CR900W - Replace Approx. 500' of existing 6" Steel main to remedy an existing exposure. | 2022
N-X-3762 | 18058848 | 20592602050212 | EXPOSURES | SE | GREENSBURG | IN-GREENSBURG-S CR 180 E EXPOSED 6" STEEL HP MAIN ON S CR 180 E APPROX 2,000' NORTH OF E CR 300. INSTALL 570' OF 6" STEEL MAIN. NO SERVICES. | 2022
N-X-1715 | 17503311 | 20592402050212 | EXPOSURES | SE | MITCHELL | IN-MITCHELL-8" STL EXPOSURE #27 MITCHELL @ ART SANDERS PROPERTY SOUTH OF DOTT'S REPLACE APPROX. 500' OF 8" HP STEEL MAIN | 2022
Multiple | Multiple | Multiple | INSIDE METERS | VEDIN | MULTIPLE | INSIDE METERS - relocate inside meters to exterior of structure | 2022
N-X-2003 | 18040843 | 20595502054210 | LEGACY PLASTIC | NW | LAFAYETTE | IN-LAFAYETTE-6th Street Replacement of 1972 Vintage Plastic, 6th Street, 7th Street, 9th Street - Vintage Plastic - Replace approx. 8,500' of existing 2" main and approx. 1,200' of exist. 6" main. Replace approx. 170 services. | 2022
N-X-3001 | 18041793 | 20595302054210 | LEGACY PLASTIC | NW | PLAINFIELD | IN-PLAINFIELD-N CENTER RD~~REPLACE VINTAGE PLASTIC - REPLACE APPROX. 4,300' OF EXISTING 2" MAIN AND APPROX. 4,250' OF EXIST. 6" MAIN. REPLACE APPROX. 56 SERVICES. | 2022
N-X-14701 | 18017496 | 20592402050217 | LEGACY STEEL | SE | BEDFORD | IN-BEDFORD-4TH & H ST INEFFECTIVELY COATED STEEL AND CORROSION LEAKS - 8" HP STEEL DISTRIBUTION MAIN. REPLACE APPROX. 3,400' OF 8" HP STEEL MAIN BETWEEN THE INTERSECTION OF 4TH ST & H ST AND 900' SOUTH OF THE INTERSECTION OF 9TH ST & I ST. | 2022
N-X-15301 | 18017549 | 20592402050218 | LEGACY STEEL | SE | BLOOMINGTON | IN-BLOOMINGTON-E 3RD ST INEFFECTIVELY COATED STEEL - 4" MP STEEL DISTRIBUTION MAIN. REPLACE APPROX. 1,150' OF 4" MP STEEL MAIN IN ALLEY S OF E 3RD ST BETWEEN S FESS AVE & S WOODLAWN AVE AND 1,200' IN ALLEY W OF S PARK AVE, BETWEEN 3RD ST & UNIVERSITY AVE; ALSO INCLUDES REPLACING APPROX. 18 SERVICES | 2022
N-X-15210 | 18581521 | TBD | LEGACY STEEL | SE | GREENFIELD | IN-GREENFIEILD- Lantern Woods Regulator Station 48001181 – Lantern Woods – replace 20psig System and tie-in to 60psig System and retire station. -Work Order 34841 for 170’ of 2” Plastic main, but it is Vintage Adyl-A. The rest of the main is M/W Steel. 15 services total | 2022
N-X-4331 | 18059041 | 20583302050213 | LEGACY STEEL | SE | GREENFIELD | IN-GREENFIELD-N FORTVILLE PIKE~~REPLACE 940' OF 2" AND 2,970' OF 3" MP INEFFECTIVELY COATED STL MAIN AND 10 SERVICES | 2022
N-X-9859 | 17510027 | 20592002050213 | LEGACY STEEL | SE | JEFFERSONVILLE | IN-JEFFERSONVILLE-CENTER ST~~REPLACE 1,700' OF 2" INEFFECTIVELY COATED STL MAIN AND 41 SERVICES | 2022
N-X-9959 | 17510005 | 20592002050212 | LEGACY STEEL | SE | JEFFERSONVILLE | IN-JEFFERSONVILLE-SPRINGDALE/LONG ST/SANDRA ST~~REPLACE 1,350' OF 2"AND 1,900' OF 4" INEFFECTIVELY COATED STL MAIN AND 63 SERVICES | 2022
Multiple | Multiple | Multiple | LEGACY STEEL | VEDIN | MULTIPLE | ISOLATED SERVICES - replaced isolated services | 2022
N-X-4392 | 18027432 | 20575102050218 | LEGACY STEEL | NE | RICHMOND | IN-RICHMOND~~RETIRE REG STA 1837 AND INSTALL AND RETIRE 5,000' OF MAIN AND 100 SERVICES | 2022
N-X-4393 | 18027440 | 20575102050219 | LEGACY STEEL | NE | RICHMOND | IN-RICHMOND~~RETIRE REG STA 1835 AND INSTALL AND RETIRE 1,000' OF 8" STL MAIN | 2022
N-X-4394 | 18027447 | 20575102050220 | LEGACY STEEL | NE | RICHMOND | IN-RICHMOND~~RETIRE REG STA 1886 AND INSTALL 5,300' AND RETIRE 3,200' WITH 125 SERVICES | 2022
N-X-4500 | 18027501 | 20575102050222 | LEGACY STEEL | NE | RICHMOND | IN-RICHMOND~~RETIRE REG STA 1810 AND INSTALL AND RETIRE 9,500' OF MAIN WITH 100 SERVICES | 2022
N-X-6000 | 17527739 | 20575102050223 | LEGACY STEEL | NE | RICHMOND | REPLACE 6350' OF COATED LP MAIN AND REPLACE 120 SERICES. RETIRE REG ST 1876 | 2022
N-XA-11735 | 18340598 | 21592402050210 | OBSOLETE EQUIPMENT | SE | MARTINSVILLE | FIRST CUT REMOVAL SR 42 PHASE 2. INSTALL NO MAIN. REPLACING 103 SERVICES | 2022
Multiple | Multiple | Multiple | Obsolete Equipment | VEDIN | MULTIPLE | OBSOLETE RISERS - replace obsolete service risers | 2022
N/A | 18878297 | 21582102050224 | PRESSURE MONITORING/SCADA/RTU | NE | ANDERSON | Replace obsolete paper chart recorders with electronic pressure measurement (ERX) - 13 ERXs | 2022
N/A | 18881265 | 21595602050210 | PRESSURE MONITORING/SCADA/RTU | NW | ATTICA | Replace obsolete paper chart recorders with electronic pressure measurement (ERX) - Station 51000002 - Lithia Street | 2022
N/A | 18883235 | 21592502050210 | PRESSURE MONITORING/SCADA/RTU | SE | BEDFORD | Replace obsolete paper chart recorders with electronic pressure measurement (ERX) - 2 ERXS | 2022
N/A | 18883250 | 21592402050219 | PRESSURE MONITORING/SCADA/RTU | SE | BLOOMINGTON | Replace obsolete paper chart recorders with electronic pressure measurement (ERX) - 5 ERXS | 2022
N/A | 18883453 | 21583302050214 | PRESSURE MONITORING/SCADA/RTU | SE | GREENSBURG | Replace obsolete paper chart recorders with electronic pressure measurement (ERX) - 7 ERXS | 2022
N/A | 18880516 | 21574102050212 | PRESSURE MONITORING/SCADA/RTU | NE | HUNTINGTON | Replace obsolete paper chart recorders with electronic pressure measurement (ERX) - 10 ERXs | 2022
N/A | 18883477 | 21592902050217 | PRESSURE MONITORING/SCADA/RTU | SE | MARTINSVILLE | Replace obsolete paper chart recorders with electronic pressure measurement (ERX) - 5 ERXS | 2022
N/A | 18881171 | 21573302050220 | PRESSURE MONITORING/SCADA/RTU | NE | NEW CASTLE | Replace obsolete paper chart recorders with electronic pressure measurement (ERX) - 4ERXS | 2022
N/A | 18881193 | 21583002050210 | PRESSURE MONITORING/SCADA/RTU | NE | NOBLESVILLE | Replace obsolete paper chart recorders with electronic pressure measurement (ERX) - 3 ERXS | 2022
N-XA-11921 | 18747210 | 21582102050215 | REGULATOR STATION | NE | ANDERSON | Install regulator station emergency inlet valve - CR 200 E - N OF US 36 | 2022
N-XA-11923 | 18747218 | 21582102050217 | REGULATOR STATION | NE | ANDERSON | Install regulator station emergency inlet valve - S/S OF MALL PARKING LOT | 2022
N-XA-11924 | 18747219 | 21582102050218 | REGULATOR STATION | NE | ANDERSON | Install regulator station emergency inlet valve - CR 600 W - N OF W CR 200 S | 2022
N-XA-11925 | 18747244 | 21582102050219 | REGULATOR STATION | NE | ANDERSON | Install regulator station emergency inlet valve - CR 700 W - N OF W CR 200 S | 2022
N-XA-12008 | 18747181 | 21582102050210 | REGULATOR STATION | NE | ANDERSON | Install regulator station emergency inlet valve - E/S OF PEARL ST @ 26TH ST | 2022
N-XA-12009 | 18747183 | 21582102050212 | REGULATOR STATION | NE | ANDERSON | Install regulator station emergency inlet valve - SE CORNER OF 25TH & MADISON | 2022
N-XA-12010 | 18747199 | 21582102050213 | REGULATOR STATION | NE | ANDERSON | Install regulator station emergency inlet valve - INTERSECTION OF CROSS & WENDELL | 2022
N-XA-12028 | 18745367 | 21592402050218 | REGULATOR STATION | SE | BROOKLYN | Install regulator station emergency inlet valve - BROOKLYN 18745367 | 2022
N-XA-11888 | 18346685 | 21595002050210 | REGULATOR STATION | NW | CLINTON | Install regulator station emergency inlet valve - CLINTON 18346685 | 2022
N-XA-11897 | 18351653 | 21592602050210 | REGULATOR STATION | SE | COLUMBUS | Install regulator station emergency inlet valve - COLUMBUS 18351653 | 2022
N-XA-12007 | 18747176 | 21583402050210 | REGULATOR STATION | NE | ELWOOD | Install regulator station emergency inlet valve - SR 37 - N OF PLAZA & S OF YARLING | 2022
N-X-4302 | 18103270 | 20595502054212 | REGULATOR STATION | NW | FRANKFORT | IN-Frankfort- S CR 130 W N-X-4302-MOD project in support of project 18202802054017 (12" HJC to Fox Retrofit). Project installs 5,500 feet of 4 inch plastic along S CR 130 W from W CR 300 S to W CR 200 S in Frankfort Indiana. The project connects an isolated distribution system (Reg Sta 60000028) to the Frankfort distribution system. | 2022
N-XA-11894 | 18351980 | 21583502050210 | REGULATOR STATION | SE | FRANKLIN | Install regulator station emergency inlet valve - FRANKLIN 18351980 | 2022
N-XA-11889 | 18352055 | 21583302050213 | REGULATOR STATION | SE | GREENFIELD | Install regulator station emergency inlet valve - GREENFIELD 18352055 | 2022
N-XA-11890 | 18352049 | 21583302050212 | REGULATOR STATION | SE | GREENFIELD | Install regulator station emergency inlet valve - GREENFIELD 18352049 | 2022
N-XA-11895 | 18351974 | 21592702050212 | REGULATOR STATION | SE | GREENSBURG | Install regulator station emergency inlet valve - GREENSBURG 18351974 | 2022
N-XA-11896 | 18351743 | 21592702050210 | REGULATOR STATION | SE | GREENSBURG | Install regulator station emergency inlet valve - GREENSBURG 18351743 | 2022
N-XA-11885 | 18352105 | 21595502050212 | REGULATOR STATION | NW | LAFAYETTE | Install regulator station emergency inlet valve - LAFAYETTE 18352105 | 2022
N-XA-11886 | 18352069 | 21595502050210 | REGULATOR STATION | NW | LAFAYETTE | Install regulator station emergency inlet valve - LAFAYETTE 18352069 | 2022
N-XA-12001 | 18746394 | 21595402050210 | REGULATOR STATION | NW | LEBANON | Install regulator station emergency inlet valve - LEBANON 18746394 | 2022
N-XA-12002 | 18746395 | 21595402050212 | REGULATOR STATION | NW | LEBANON | Install regulator station emergency inlet valve - LEBANON 18746395 | 2022
N-XA-12025 | 18352035 | 21583302050210 | REGULATOR STATION | SE | NEW PALESTINE | Install regulator station emergency inlet valve - NEW PALESTINE 18352035 | 2022
N-XA-11922 | 18747212 | 21582102050216 | REGULATOR STATION | NE | PENDLETON | Install regulator station emergency inlet valve - N/S OF US 36 - W OF CARRIAGE LN | 2022
N-XA-12011 | 18747204 | 21582102050214 | REGULATOR STATION | NE | PENDLETON | Install regulator station emergency inlet valve - WATER ST - E OF PENDLETON PIKE | 2022
N-XA-12024 | 18352066 | 21595002050212 | REGULATOR STATION | NW | ROSEDALE | Install regulator station emergency inlet valve - ROSEDALE 18352066 | 2022
N-XA-11892 | 18352018 | 21575302050212 | REGULATOR STATION | SE | RUSHVILLE | Install regulator station emergency inlet valve - RUSHVILLE 18352018 | 2022
N-XA-11893 | 18351985 | 21575302050210 | REGULATOR STATION | SE | RUSHVILLE | Install regulator station emergency inlet valve - RUSHVILLE 18351985 | 2022
N-X-4102 | 15131328 | 18595002050213 | REGULATOR STATION | NW | TERRE HAUTE | IN-TERRE HAUTE-STATION 34000144-7TH STREET-UPSUPPOTED N-X-4102 - Regulator Station 34000144 (-87.406601, 39.419701) has unsupported Fisher 621 regulators and compression valves. Located at 7th St and Royce Street, near Rea Park. | 2022
N-XA-12003 | 18746397 | 21595002050218 | REGULATOR STATION | NW | TERRE HAUTE | Install regulator station emergency inlet valve - TERRE HAUTE 18746397 | 2022
N-XA-12004 | 18746398 | 21595002050219 | REGULATOR STATION | NW | TERRE HAUTE | Install regulator station emergency inlet valve - TERRE HAUTE 18746398 | 2022
N-XA-12005 | 18746399 | 21595002050220 | REGULATOR STATION | NW | TERRE HAUTE | Install regulator station emergency inlet valve - TERRE HAUTE 18746399 | 2022
N-XA-12006 | 18746401 | 21595002050221 | REGULATOR STATION | NW | TERRE HAUTE | Install regulator station emergency inlet valve - TERRE HAUTE 18746401 | 2022
N-X-179 | 9581826 | 14595002050222 | BRIDGE CROSSINGS | NW | TERRE HAUTE | IN-TERRE HAUTE-WABASH RIVER BRIDGE~ IN-TERRE HAUTE-WABASH RIVER BRIDGE~~REPLACE 8" STL MAIN - EXPOSURE - REPLACE APPROX. 1,200' OF EXIST. 8" MP STEEL MAIN AT THE WABASH RIVER CROSSING. | 2023
N-X-3714 | 18457978 | 21583502050212 | EXPOSURES | SE | FRANKLIN | IN-FRANKLIN-E GREENSBURG RD EXPOSURE~~REPLACE 500' OF 6" STL MAIN | 2023
N-X-1707 | 18457926 | 21592402050216 | EXPOSURES | SE | MITCHELL | IN-MITCHELL-SHOALS LINE EXPOSURE #13~~REPLACE 500' OF 6" STL MAIN. INSTALLING 500' OF 6" STEEL. NO SERVICES. | 2023
Multiple | Multiple | Multiple | INSIDE METERS | VEDIN | MULTIPLE | INSIDE METERS - relocate inside meters to exterior of structure | 2023
N-X-4003 | 18455270 | 21595302050210 | LEGACY PLASTIC | NW | BROWNSBURG | IN-BROWNSBURG-LAKE FOREST DR~ IN-BROWNSBURG-LAKE FOREST DR~~REPLACE VINTAGE PLASTIC - REPLACE APPROX. 100' OF EXISTING 2" MAIN AND APPROX. 2,550' OF EXIST. 6" MAIN. REPLACE APPROX. 19 SERVICES. | 2023
N-X-10005 | 18455278 | 21592402050212 | LEGACY STEEL | SE | BLOOMINGTON | IN-BLOOMINGTON-KINSER PIKE~~REPLACE 1,700' OF 4" INEFFECTIVELY COATED STL MAIN AND 18 SERVICES | 2023
N-X-15302 | 18457830 | 21592402050214 | LEGACY STEEL | SE | BLOOMINGTON | IN- BLOOMINGTON-1OTH Ineffective Coated Steel - Replace approx. 1,300' of 2" Steel and 600' of 4" Steel main located along 10th St between Forest Ave and Jordan Ave; and 400' of 2" Steel along Walnut Grove between 10th St and Cottage Grove; and 1750' of 4" Steel main along Jordan Ave between 7th St and Law Ln; also includes replacing approx. 14 services. | 2023
N-X-483 | 18457998 | 21592402050217 | LEGACY STEEL | SE | BLOOMINGTON | IN-Bloomington-13th street N-X-483 - Ineffectively Coated Steel - Replace 2,650' of 4" and 2" steel main with poor CP along 13th St. between Fee Ln. and Indiana Ave. and 500' of 2" steel main along 14th St, between Park Ave and Forest Ave and Replace Approx. 9 Services | 2023
N-X-9858 | 18458023 | 21592002050210 | LEGACY STEEL | SE | CLARKSVILLE | IN-CLARKSVILLE-ACCRUSIA AVE~~REPLACE 2,200' OF 2"AND 1,000' OF 4" INEFFECTIVELY COATED MP STL MAIN AND 66 SERVICES | 2023
N-X-15910 | 18457869 | 21592602050212 | LEGACY STEEL | SE | COLUMBUS | IN-COLUMBUS- FAIRLANE DR-FROM 25TH TO 29TH STREETS- REPLACE 5,650' INEFFECTIVELY COATED STL MAIN AND 87 SERVICES | 2023
N-X-16710 | 18457894 | 21592402050215 | LEGACY STEEL | SE | ELLETTSVILLE | IN-ELLETTSVILLE-LAKEVIEW RD~~REPLACE 2,400' OF 4" INEFFECTIVELY COATED STL MAIN AND 30 SERVICES | 2023
Multiple | Multiple | Multiple | LEGACY STEEL | VEDIN | MULTIPLE | ISOLATED SERVICES - replaced isolated services | 2023
N-X-4388 | 18027491 | 20575102050221 | LEGACY STEEL | NE | RICHMOND | IN-Richmond-REPLACE BS E-F-G-3-4-5TH STREETS- INSTALL 5075' OF 2" PL AND 91 SERVICES. REPLACE 5075' OF 6" STL. | 2023
N-X-4501 | 18120305 | 21575102050210 | LEGACY STEEL | NE | RICHMOND | IN-RICHMOND~~REPLACE 3,500' OF VARIOUS SIZE INEFFECTIVELY COATED LP STL MAIN AND 70 SERVICES | 2023
N-X-4503 | 18120321 | 21575102050213 | LEGACY STEEL | NE | RICHMOND | IN-RICHMOND~~REPLACE 6,000' INSTALL 6000' OF INEFFECTIVELY COATED LP STL MAIN AND 100 SERVICES, RETIRE REG STA 1830 | 2023
N-X-4504 | 18120353 | 21575102050214 | LEGACY STEEL | NE | RICHMOND | IN-RICHMOND~~REPLACE 6,500' OF INEFFECTIVELY COATED LP STL MAIN AND 75 SERVICES | 2023
N-X-4505 | 18120355 | 21575102050215 | LEGACY STEEL | NE | RICHMOND | IN-RICHMOND~~REPLACE 5,000' OF INEFFECTIVELY COATED LP STL MAIN AND 75 SERVICES | 2023
N-X-4506 | 18120367 | 21575102050216 | LEGACY STEEL | NE | RICHMOND | IN-RICHMOND~~REPLACE 3,000' OF INEFFECTIVELY COATED LP STL MAIN AND 75 SERVICES | 2023
N-X-4707 | 18120317 | N/A | LEGACY STEEL | NE | RICHMOND | IN-RICHMOND-TOOSBURY ST~~REPLACE 2,000' OF INEFFECTIVELY COATED LP STL MAIN AND 16 SERVICES | 2023
N-X-3005 | 18455221 | 21595002050215 | LEGACY STEEL | NW | TERRE HAUTE | IN-TERRE HAUTE - WILKIE, W OAK GROVE, BENJAMIN IN-TERRE HAUTE~~UNKOWN STL - WILKIE, W OAK GROVE, BENJAMIN - INEFFECTIVELY COATED STEEL - REPLACE APPROX. 3,200' OF EXIST. 2" MP STEEL MAIN. REPLACE APPROX. 27 SERVICES. | 2023
Multiple | Multiple | Multiple | Obsolete Equipment | VEDIN | MULTIPLE | OBSOLETE RISERS - replace obsolete service risers | 2023
N-X-3002 | 18062976 | 20595002050212 | OBSOLETE EQUIPMENT | NW | TERRE HAUTE | IN-TERRE HAUTE-SR 42/US 231~ | 2023
N/A | 18883256 | 21592002050212 | PRESSURE MONITORING/SCADA/RTU | SE | CLARKSVILLE | Replace obsolete paper chart recorders with electronic pressure measurement (ERX) - 8 ERXS | 2023
N/A | 18880254 | 21582102050225 | PRESSURE MONITORING/SCADA/RTU | NE | ELWOOD | Replace obsolete paper chart recorders with electronic pressure measurement (ERX) - 6 ERXs | 2023
N/A | 18883399 | 21583502050214 | PRESSURE MONITORING/SCADA/RTU | SE | FRANKLIN | Replace obsolete paper chart recorders with electronic pressure measurement (ERX) - 4 ERXS | 2023
N/A | 18883464 | 21592302050210 | PRESSURE MONITORING/SCADA/RTU | SE | MADISON | Replace obsolete paper chart recorders with electronic pressure measurement (ERX) - 6 ERXS | 2023
N/A | 18880576 | 21573302050219 | PRESSURE MONITORING/SCADA/RTU | NE | MUNCIE | Replace obsolete paper chart recorders with electronic pressure measurement (ERX) - 17 ERXS | 2023
N/A | 18881071 | 21575102050217 | PRESSURE MONITORING/SCADA/RTU | NE | RICHMOND | Replace obsolete paper chart recorders with electronic pressure measurement (ERX) - 13 ERXs | 2023
N/A | 18883506 | 21583202050210 | PRESSURE MONITORING/SCADA/RTU | SE | SHELBYVILLE | Replace obsolete paper chart recorders with electronic pressure measurement (ERX) - 3 ERXS | 2023
N/A | 18881317 | 21595002050232 | PRESSURE MONITORING/SCADA/RTU | NW | TERRE HAUTE | Replace obsolete paper chart recorders with electronic pressure measurement (ERX) - 3 ERXS | 2023
N-XA-11963 | 18747275 | 21573302050215 | REGULATOR STATION | NE | ALBANY | Install regulator station emergency inlet valve -CR 575 E - SOUTH OF SR 67 | 2023
N-XA-11958 | 18747247 | 21582102050221 | REGULATOR STATION | NE | ANDERSON | Install regulator station emergency inlet valve -S/S OF 25TH ST - W OF LAYTON RD | 2023
N-XA-11959 | 18747248 | 21582102050222 | REGULATOR STATION | NE | ANDERSON | Install regulator station emergency inlet valve -S/E CORNER OF 22ND ST & PITT ST | 2023
N-XA-11960 | 18747251 | 21582102050223 | REGULATOR STATION | NE | ANDERSON | Install regulator station emergency inlet valve -S/E CORNER OF 22ND ST & PITT ST | 2023
N-XA-11961 | 18747255 | 21573302050213 | REGULATOR STATION | NE | DALEVILLE | Install regulator station emergency inlet valve -CR 600 W - 1/2 MILE S OF SR 67 | 2023
N-X-4301 | 16225804 | 18202802054230 | REGULATOR STATION | NW | DANVILLE | IN-Danville- CR W 300 N under Interstate 65 N-X-4301-Distribution project in support of project 18202802054017 (12" HJC to Fox Retrofit). Install 1,300 feet of 4 inch plastic on CR W 300 N under Interstate 65 to connect an isolated distribution system (Reg. Station 53000057) to the Lebanon distribution system. | 2023
N-XA-11965 | 18747278 | 21573302050217 | REGULATOR STATION | NE | EATON | Install regulator station emergency inlet valve - E OF MERIDIAN ST - N OF CHURCH ST | 2023
N-XA-11946 | 18746072 | 21583502050213 | REGULATOR STATION | SE | FRANKLIN | Install regulator station emergency inlet valve -CR 525 EAST - SOUTH OF GREENSBURG ROAD | 2023
N-XA-11943 | 18746022 | 21592702050213 | REGULATOR STATION | SE | GREENSBURG | Install regulator station emergency inlet valve -E/S OF CR 60 E @ INTERSECTION OF CR 700 S | 2023
N-XA-11937 | 18745641 | 21592902050210 | REGULATOR STATION | SE | MARTINSVILLE | Install regulator station emergency inlet valve -843 MORTON AVENUE @ HACKER DRIVE | 2023
N-XA-11938 | 18745882 | 21592902050212 | REGULATOR STATION | SE | MARTINSVILLE | Install regulator station emergency inlet valve -SOUTH MORTON @ HACKER DRIVE | 2023
N-XA-11939 | 18745935 | 21592902050213 | REGULATOR STATION | SE | MARTINSVILLE | Install regulator station emergency inlet valve -SOUTH MORTON @ HACKER DRIVE | 2023
N-XA-11940 | 18745962 | 21592902050214 | REGULATOR STATION | SE | MARTINSVILLE | Install regulator station emergency inlet valve -COUNTY ROAD 150 S @ SEWAGE PLANT - 1285 ROGERS ROAD | 2023
N-XA-11941 | 18745992 | 21592902050215 | REGULATOR STATION | SE | MARTINSVILLE | Install regulator station emergency inlet valve -PLUMMER ROAD @ STATE ROAD 44 | 2023
N-XA-11942 | 18746007 | 21592902050216 | REGULATOR STATION | SE | MARTINSVILLE | Install regulator station emergency inlet valve -DEERFIELD FARMS @ STATE ROAD 44 | 2023
N-XA-12031 | 18747282 | 21573302050218 | REGULATOR STATION | NE | MT SUMMIT | IN-Mt Summit-W CR 400 N 51' E OF N & S RR - 850' S OF W CR 400 N | 2023
N-XA-11962 | 18747262 | 21573302050214 | REGULATOR STATION | NE | MUNCIE | Install regulator station emergency inlet valve -EAST CENTENNIAL - EAST OF ELGIN ST | 2023
N-XA-11964 | 18747276 | 21573302050216 | REGULATOR STATION | NE | MUNCIE | Install regulator station emergency inlet valve -DELAWARE RD - S OF MT PLEASANT BLVD | 2023
N-XA-11966 | 18747280 | 21575202050210 | REGULATOR STATION | NE | NEW CASTLE | Install regulator station emergency inlet valve -IN-New Castle-E CR 300 N 1100' E OF SR 3 & 12' S OF E CR 300 N | 2023
N-XA-11957 | 18747245 | 21582102050220 | REGULATOR STATION | NE | PENDLETON | Install regulator station emergency inlet valve - CR -625 W @ 1/2 MILE N OF SR 38 | 2023
N-XA-11944 | 18746060 | 21592802050210 | REGULATOR STATION | SE | SEYMOUR | Install regulator station emergency inlet valve -E/S OF SR11 - 0.7 MILES NORTH OF I-65 | 2023
N-XA-11945 | 18746063 | 21592802050212 | REGULATOR STATION | SE | SEYMOUR | Install regulator station emergency inlet valve -W/S OF SR11 - 1.5 MILES SOUTH OF I-65 | 2023
N-XA-11947 | 18746402 | 21595002050222 | REGULATOR STATION | NW | TERRE HAUTE | Install regulator station emergency inlet valve -N/E CORNER OF N 17TH ST @ LEE AVE | 2023
N-XA-11948 | 18746405 | 21595002050223 | REGULATOR STATION | NW | TERRE HAUTE | Install regulator station emergency inlet valve - N/E CORNER OF N 16TH ST @ ELIZABETH ST | 2023
N-XA-11949 | 18746406 | 21595002050224 | REGULATOR STATION | NW | TERRE HAUTE | Install regulator station emergency inlet valve -LATTA MOBILE HOME PARK | 2023
N-XA-11950 | 18746407 | 21595002050225 | REGULATOR STATION | NW | TERRE HAUTE | Install regulator station emergency inlet valve -W/S OF SR 150 @ WOODLAND AVE | 2023
N-XA-11951 | 18746408 | 21595002050226 | REGULATOR STATION | NW | TERRE HAUTE | Install regulator station emergency inlet valve -W/S OF SR 150 @ FERGUSON HILL | 2023
N-XA-11952 | 18746409 | 21595002050227 | REGULATOR STATION | NW | TERRE HAUTE | Install regulator station emergency inlet valve -FRUITRIDGE AVE @ LINDEN ST | 2023
N-XA-11953 | 18746410 | 21595002050228 | REGULATOR STATION | NW | TERRE HAUTE | Install regulator station emergency inlet valve -US HIGHWAY 40A @ ROBINWOOD LN | 2023
N-XA-11954 | 18746411 | 21595002050229 | REGULATOR STATION | NW | TERRE HAUTE | Install regulator station emergency inlet valve -N/W CORNER OF WABASH AVE & BOURNE ST | 2023
N-XA-11955 | 18746412 | 21595002050230 | REGULATOR STATION | NW | TERRE HAUTE | Install regulator station emergency inlet valve -N/W CORNER OF WABASH AVE & BOURNE ST | 2023
N-XA-11956 | 18746413 | 21595002050231 | REGULATOR STATION | NW | TERRE HAUTE | Install regulator station emergency inlet valve -W/S OF SR 63 @ DEMOREST ST | 2023
N-XA-11765 | 13999958 | 19595402051210 | SYSTEM IMPROVEMENT - SAFETY AND RELIABILITY- DIST | NW | LEBANON | IN - Lebanon - S OUTER DR - Replace obsolete regulator S OUTER DR Valve Repair- Replacing obsolete regulator. | 2023
N-X-3906 | N/A | N/A | BRIDGE CROSSINGS | SE | GREENSBURG | IN-GREENSBURG-DECATUR COUNTY BRIDGE #102~~REPLACE 6" HP STL MAIN | 2024
N-X-1706 | N/A | N/A | EXPOSURES | SE | MITCHELL | IN-MITCHELL-SHOALS LINE EXPOSURE #12~~REPLACE 500' OF 6" STL MAIN AT HACK AND BAKER PROPERTY | 2024
N-X-1702 | N/A | N/A | EXPOSURES | SE | SHOALS | IN-SHOALS-SHOALS LINE EXPOSURE # 2 AND # 3~~REPLACE 500' OF 6" STL MAIN | 2024
N-X-1705 | N/A | N/A | EXPOSURES | SE | SHOALS | IN-SHOALS-SHOALS LINE EXPOSURE # 9, # 10, AND # 11~~REPLACE 500' OF 6" STL MAIN IN CREEK WEST OF HINDOSTAN LANE | 2024
Multiple | Multiple | Multiple | INSIDE METERS | VEDIN | MULTIPLE | INSIDE METERS - relocate inside meters to exterior of structure | 2024
N-X-9999 | N/A | N/A | LEGACY PLASTIC | SE | NEW ALBANY | IN-NEW ALBANY-SILVER HILLS RESIDENTAL SUBDIVISION~~REPLACE UNLOCATABLE MP PLASTIC MAIN. REPLACE/INSTALL 6000' OF 2" HDPE AND 115 SERVICES. | 2024
N-X-3004 | 18455214 | 2159502050214 | LEGACY PLASTIC | NW | ROCKVILLE | IN-ROCKVILLE-HERMAN LN/INDIANA ST~~REPLACE VINTAGE PLASTIC MAIN SECTIONS - REPLACE APPROX. 4,100 FT OF 2" AND APPROX. 2,400 FT OF 4" MAIN. REPLACE APPROX. 80 SERVICES. | 2024
N-X-14702 | N/A | N/A | LEGACY STEEL | SE | BEDFORD | IN-BEDFORD-9TH ST/I ST~~REPLACE 5,600' OF 8" HP INEFFECTIVELY COATED STL MAIN | 2024
N-X-16770 | N/A | N/A | LEGACY STEEL | SE | BLOOMINGTON | IN-BLOOMINGTON-SR45~~REPLACE 5,500' OF 4" INEFFECTIVELY COATED STL MAIN AND 85 SERVICES | 2024
N-X-16771 | N/A | N/A | LEGACY STEEL | SE | BLOOMINGTON | IN-BLOOMINGTON-SR45~~REPLACE 5,800' OF 4" INEFFECTIVELY COATED STL MAIN AND 90 SERVICES | 2024
N-X-16930 | N/A | N/A | LEGACY STEEL | SE | BLOOMINGTON | IN-BLOOMINGTON-HIGH ST/WOODSTOCKDR~~REPLACE 7,320' OF 4" INEFFECTIVELY COATED STL MAIN AND 80 SERVICES | 2024
N-X-13201 | N/A | N/A | LEGACY STEEL | NW | BROWNSBURG | IN-BROWNSBURG-S Jefferson St DIMP Project ID 416 - 02.26.2021 - Ineffectively Coated Steel - Replace approx. 1,400' of 2" MP Steel main along S Jefferson St between. E Tilden and Hamilton St and approx. 400' of 2" MP Steel main along Maplebrook between Jefferson and School St. Total service replace approx. 40 services. | 2024
N-X-9758 | N/A | N/A | LEGACY STEEL | SE | CLARKSVILLE | IN-CLARKSVILLE-N MARSHALL ST~~REPLACE 1,400' OF 2" INEFFECTIVELY COATED MP STL MAIN AND 32 SERVICES | 2024
N-XA-12122 | N/A | N/A | LEGACY STEEL | NW | CLINTON | IN-CLINTON-E SR163 - JUST EAST OF INT OF SR63 IN - CLINTON - INEFFECTIVELY COATED STEEL - REPLACE APPROX. 1,000 FT OF EXISTING 6" STEEL MAIN AND REPLACE APPROX. 6 SERVICES. | 2024
N-X-15990 | N/A | N/A | LEGACY STEEL | SE | COLUMBUS | IN-COLUMBUS~~TAYLOR RD, COVE RD, PARK VALLEY, LAKESIDE DR, SADDLE DR, SOUTH DR, SHANNON CT, AND CLOVER CT.-REPLACE 7,250' OF INEFFECTIVELY COATED STL MAIN AND 111 SERVICES | 2024
N-X-16702 | N/A | N/A | LEGACY STEEL | NW | GREENCASTLE | IN-GREENCASTLE-Cameron Dr Ineffectively coated steel - DIMP Project ID 49 Area - Replace approx. 600' of existing 2" MP Steel main located along Cameron Dr, between Arlington and Linwood; and approx. 800' of existing 2" MP Steel main located along Ritter Dr, between Cameron and Tacoma Street. Replace approx. 20 services. | 2024
N-X-16260 | N/A | N/A | LEGACY STEEL | SE | HOPE | IN-HOPE~~JACKSON ST, WASHINGTON ST, ALLEY WEST OF ELM ST, ALLEY WEST OF MARKET ST, AND DEPOT ST.REPLACE 7,000' INEFFECTIVELY COATED STL MAIN AND 108 SERVICES | 2024
N-X-9659 | N/A | N/A | LEGACY STEEL | SE | JEFFERSONVILLE | IN-JEFFERSONVILLE-MORRIS ST/LYNNDALE ST~~REPLACE 1,200' OF 2" AND 1,100' OF 4" INEFFECTIVELY COATED MP STL MAIN AND 72 SERVICES | 2024
N-X-17901 | N/A | N/A | LEGACY STEEL | NW | LAFAYETTE | IN-LAFAYETTE-Owen St DIMP Project ID 417 - 02.26.2021 - Vintage Plastic - Replace approx. 1,200' of 2" MP Plastic main along Owen St, between S 9th St and Highland Ave; and approx. 320' of 2" Plastic main along Wea St, between Central Ave and Owen Street. Replace approx. 28 services. | 2024
N-X-17902 | N/A | N/A | LEGACY STEEL | NW | LAFAYETTE | IN-LAFAYETTE-Adams St DIMP Project ID 418 - 02.26.2021 - Vintage Plastic - Replace approx. 850' of 2" MP Plastic main along Adams St, between S 16th St and 14th Street. Replace approx. 35 services. | 2024
N-X-17912 | N/A | N/A | LEGACY STEEL | NW | LAFAYETTE | IN-LAFAYETTE-Erie St Ineffectively coated steel - Replace approx. 1,000' of 4" MP Steel main along Ferry St, between Erie St and Tinkler St; and approx. 450' of 4" MP Steel main along Carson St, between Tinkler and Asher Street. Replace approx. 22 services. | 2024
N-X-9960 | N/A | N/A | LEGACY STEEL | SE | MADISON | IN-MADISON-ALLEY BETWEEN 2ND ST/MAIN ST~~REPLACE 1,900' OF 3" INEFFECTIVELY COATED STL MAIN AND 53 SERVICES | 2024
N-XA-12121 | N/A | N/A | LEGACY STEEL | NW | MARSHALL | IN-MARSHALL-MAIN STREET IN - MARSHALL - INEFFECTIVELY COATED STEEL - REPLACE APPROX. 500 FT OF EXISTING 2" STEEL MAIN AND REPLACE APPROX. 4 SERVICES. ALSO REPLACE 2 EXISTING MAIN LINE VALVES | 2024
Multiple | Multiple | Multiple | LEGACY STEEL | VEDIN | MULTIPLE | ISOLATED SERVICES - replaced isolated services | 2024
N-X-13208 | N/A | N/A | LEGACY STEEL | NW | PLAINFIELD | IN-Plainfield-South St, Buchanan St Ineffectively Coated Steel - Legacy Map 46-312 - Replace approx. 9,000' of 2" MP Steel main along Center St, South St, Buchanan St, Carter St, Mill St, Vine St, and Lewis St; between Mill Street, East St, and Main St (US40 - Downtown Area) Replace approx. 120 services | 2024
N-X-4708 | 18120388 | N/A | LEGACY STEEL | NE | RICHMOND | IN-RICHMOND~~REPLACE 9,100' OF INEFFECTIVELY COATED LP STL MAIN AND 75 SERVICES | 2024
N-X-4709 | 18124755 | N/A | LEGACY STEEL | NE | RICHMOND | IN-RICHMOND~~REPLACE 9,500' OF INEFFECTIVELY COATED LP STL MAIN AND 70 SERVICES | 2024
N-X-4807 | 18120388 | N/A | LEGACY STEEL | NE | RICHMOND | IN-RICHMOND~~REPLACE 4,950' OF INEFFECTIVELY COATED LP STL MAIN AND 80 SERVICES | 2024
N-X-5010 | 18120395 | N/A | LEGACY STEEL | NE | RICHMOND | IN-RICHMOND~~REPLACE 10,400' OF INEFFECTIVELY COATED LP STL MAIN AND 75 SERVICES, RETIRE REG STA 1829 & 1818 | 2024
N-X-5011 | 18120398 | N/A | LEGACY STEEL | NE | RICHMOND | IN-RICHMOND~~REPLACE 6,500' OF INEFFECTIVELY COATED LP STL MAIN AND 50 SERVICES | 2024
N-X-12304 | N/A | N/A | OBSOLETE EQUIPMENT | NW | ATTICA | Replace the Regulator Outlet Valve and Regulator at Reg. Station No. 4 - Kentucky Street - Attica Replace Obsolete Equipment - Replace Valve to Remedy a Leak | 2024
N-X-11201 | N/A | N/A | OBSOLETE EQUIPMENT | NW | FRANKFORT | Replace the Relief Blocking Valve at Reg. Station No. 60000292 - Fox Station - Frankfort Replace Obsolete Equipment - Replace Valve to Remedy a Leak | 2024
N-X-3003 | 18063029 | 20595702050210 | OBSOLETE EQUIPMENT | NW | FRANKFORT | IN-FRANKFORT-FRANKFORT LOOP~~1950 STL - 6" FRANKFORT LOOP - INEFFECTIVELY COATED STEEL - REPLACE APPROX. 7,700 FT OF EXISTING 6" STL MAIN. REPLACE APPROX. 64 SERVICES. | 2024
N--X-4002 | 1845566 | 2159552050216 | OBSOLETE EQUIPMENT | NW | GREENCASTLE | IN-GREENCASTLE-SR42/US231~~FIRST CUT REMOVAL-CLOVERDALE-SR42/US231~CLAY COUNTY - INEFFECTIVELY COATED STEEL - REPLACE APPROX. 5,300 FT OF 6" MP STEEL MAIN ALONG SR42 - BTWN CR 200E, HEADING EAST TO MCINTYRE CREEK. REPLACE APPROX. 20 SERVICES. | 2024
N-X-5003 | N/A | N/A | OBSOLETE EQUIPMENT | NW | GREENCASTLE | IN-GREENCASTLE-SR42/US231~~FIRST CUT REMOVAL- PUTNAM COUNTY - INEFFECTIVELY COATED STEEL - REPLACE APPROX. 5,500 FT OF 6" MP STEEL MAIN ALONG SR42. REPLACE APPROX. 12 SERVICES. | 2024
Multiple | Multiple | Multiple | Obsolete Equipment | VEDIN | MULTIPLE | OBSOLETE RISERS - replace obsolete service risers | 2024
N-X-2004 | N/A | N/A | OBSOLETE EQUIPMENT | NW | TERRE HAUTE | IN-TERRE HAUTE-SR42/US231~~FIRST CUT REMOVAL SR 42 - CLAY CO. - BTWN EAST FORK BIRCH CREEK AND CR200E. REPLACE APPROX. 10,000' OF INEFFECTIVELY COATED 6" STEEL MP MAIN. REPLACE APPROX. 12 SERVICES. | 2024
N-X-12303 | N/A | N/A | PRESSURE MONITORING/SCADA/RTU | NW | ATTICA | IN-ATTICA-ERX Replace 2 Replace obsolete paper chart recorders with electronic pressure measurement (ERX) in Attica - Replace Obsolete Equipment | 2024
N-X-11003 | N/A | N/A | PRESSURE MONITORING/SCADA/RTU | SE | CLARKSVILLE | IN-CLARKSVILLE-ERX Replace obsolete paper chart recorders with electronic pressure measurement (ERX) - | 2024
N-X-11004 | N/A | N/A | PRESSURE MONITORING/SCADA/RTU | SE | CLARKSVILLE | IN-CLARKSVILLE-ERX Replace obsolete paper chart recorders with electronic pressure measurement (ERX) - | 2024
N-X-10302 | N/A | N/A | PRESSURE MONITORING/SCADA/RTU | SE | COLUMBUS | IN-COLUMBUS-ERX Replace obsolete paper chart recorders with electronic pressure measurement (ERX) - | 2024
N-X-10303 | N/A | N/A | PRESSURE MONITORING/SCADA/RTU | SE | COLUMBUS | IN-COLUMBUS-ERX Replace obsolete paper chart recorders with electronic pressure measurement (ERX) - | 2024
N-X-2096 | N/A | N/A | PRESSURE MONITORING/SCADA/RTU | SE | COLUMBUS | IN-COLUMBUS- Pressure Monitoring / SCADA / RTU, replacing the existing chart | 2024
N-X-13003 | N/A | N/A | PRESSURE MONITORING/SCADA/RTU | SE | GREENFIELD | IN-GREENFIELD-ERX Replace obsolete paper chart recorders with electronic pressure measurement (ERX) - | 2024
N-X-2104 | N/A | N/A | PRESSURE MONITORING/SCADA/RTU | SE | SEYMOUR | IN-SEYMOUR- Pressure Monitoring / SCADA / RTU, replacing existing chart | 2024
N-XA-11835 | N/A | N/A | REGULATOR STATION | NW | DANVILLE | Replace the Relief Blocking Valve at Reg. Station No. 60000292 - Fox Station - Frankfort Replace Obsolete Equipment - Replace Valve to Remedy a Leak | 2024
N-XA-11844 | N/A | N/A | REGULATOR STATION | SE | FRANKLIN | INSTALL 10 EMERGENCY INLET VALVES FOR VARIOUS REGULATOR STATIONS | 2024
N-X-394 | N/A | N/A | REGULATOR STATION | SE | MARTINSVILLE | IN-MARTINSVILLE-LIBERTY CHURCH RD~~REBUILD REG STA 40000074 DUE TO BEING IN A PIT | 2024
N-XA-11834 | N/A | N/A | REGULATOR STATION | NE | MUNCIE | INSTALL 10 EMERGENCY INLET VALVES FOR VARIOUS REGULATOR STATIONS | 2024
N-X-3907 | N/A | N/A | SHALLOW PIPE | SE | GREENSBURG | IN-GREENSBURG-CR E 650 S~~REPLACE 5,142' OF 2" SHALLOW STL MAIN AND 3 SERVICES EAST OF CR S 60 E | 2024
N-XA-11783 | N/A | TBD | SYSTEM IMPROVEMENT - SAFETY AND RELIABILITY- DIST | NW | ATTICA | IN - Attica - Station 51000004 - Attica Station 51000004 Broken Outlet Valve | 2024
N-X-4233 | N/A | N/A | ENCROACHMENTS | SE | BLOOMINGTON | IN-BLOOMINGTON-LAMPLIGHTER ESTATES MOBILE~~REPLACE 2,400' OF 2" MP STL MAIN AND 39 SERVICES DUE TO TRAILERS ENCROACHING ON MAIN | 2025
N-X-409 | N/A | N/A | EXPOSURES | SE | BEDFORD | IN-SHOALS-SHOALS LINE EXPOSURE #28, 29, 30~~REPLACE 300' OF 6" EXPOSED STL MAIN IN CREEK | 2025
N-X-4884 | N/A | N/A | EXPOSURES | SE | BLOOMINGTON | IN-BLOOMINGTON-W BLOOMFIELD RD~~REMEDIATE 4" MP EXPOSED STL MAIN. INSTALL 500' OF 4" HDPE. NO SERVICES. | 2025
N-X-3872 | N/A | N/A | EXPOSURES | SE | FRANKLIN | IN-FRANKLIN-US31/MAUXFERRY RD~~REPLACE 500' OF 8" HP EXPOSED STL MAIN | 2025
N-X-3873 | N/A | N/A | EXPOSURES | SE | FRANKLIN | IN-FRANKLIN-US31/MAUXFERRY RD~~REPLACE 500' OF 8" HP EXPOSED STL MAIN | 2025
N-X-436 | N/A | N/A | EXPOSURES | SE | MARTINSVILLE | IN-MARTINSVILLE-BIG HURRICANE RD~~REPLACE 6" HP EXPOSED LINE. INSTALL 300' OF 6" STEEL. NO SERVICES. | 2025
N-X-443 | N/A | N/A | EXPOSURES | SE | MARTINSVILLE | IN-MARTINSVILLE-HINSON RD CREEK~~REPLACE 500' OF 10" HP LINE. INSTALL 500' OF 10' STEEL MAIN. NO SERVICES. | 2025
N-X-469 | N/A | N/A | EXPOSURES | SE | MARTINSVILLE | IN-MARTINSVILLE-OLD MOORE RD~~REPLACE 300' OF 6" EXPOSED STL MAIN. INSTALL 500' OF 6" STEEL MAIN. NO SERVICES. | 2025
N-X-4906 | N/A | N/A | EXPOSURES | SE | MARTINSVILLE | IN-MARTINSVILLE-LAMBS CREEK~~ Remediate exposed 8" MP steel main along bank of Lambs Creek south of Bain Rd. in Martinsville near 39.4510, -86.4933. INSTALL 500' OF 8" STEEL MAIN. NO SERVICES. | 2025
N-X-1709 | N/A | N/A | EXPOSURES | SE | MITCHELL | IN-MITCHELL-SHOALS LINE EXPOSURE #16 AND # 17~~REPLACE 500' OF 6" STL MAIN | 2025
N-X-3838 | 18027501 | 20575102050222 | EXPOSURES | SE | MITCHELL | IN-MITCHELL-MERIDIAN RD~~REMEDIATE 500' OF 8" HP EXPOSED STL MAIN IN CREEK | 2025
N-X-3839 | 18120367 | N/A | EXPOSURES | SE | MITCHELL | IN-MITCHELL-MERIDIAN RD~~REPLACE 500' OF 8" HP EXPOSED STL MAIN | 2025
N-X-4653 | N/A | N/A | EXPOSURES | SE | MITCHELL | IN-MITCHELL-OLD STATE HWY 37~~REMEDIATE 4" MP EXPOSED STL MAIN IN CREEK. REPLACE 500' OF 4" MP WITH 4" HDPE. NO SERVICES. | 2025
N-X-1703 | N/A | N/A | EXPOSURES | SE | SHOALS | IN-SHOALS-SHOALS LINE EXPOSURE #4~~REPLACE 500' OF 6" STL MAIN | 2025
N-X-1704 | N/A | N/A | EXPOSURES | SE | SHOALS | IN-SHOALS-SHOALS LINE EXPOSURE #5~~REPLACE 500' OF 6" STL MAIN | 2025
N-X-1708 | N/A | N/A | EXPOSURES | SE | SHOALS | IN-SHOALS-SHOALS LINE EXPOSURE # 14 AND # 15~~REPLACE 500' OF 6" STL MAIN | 2025
N-X-5006 | 18159315 | 20595002050214 | EXPOSURES | NW | ST. BERNICE | IN - ST. BERNICE - EXPOSURE - REPLACE APPROX. 500' OF EXIST. 2" STEEL MAIN. | 2025
Multiple | Multiple | Multiple | INSIDE METERS | VEDIN | MULTIPLE | INSIDE METERS - relocate inside meters to exterior of structure | 2025
N-X-5001 | N/A | N/A | LEGACY PLASTIC | NW | BROWNSBURG | IN-BROWNSBURG-GREEN ST/SYCAMORE ST~~REPLACE VINTAGE PLASTIC - REPLACE APPROX. 9,000 FT OF EXISTING 2" MAIN. REPLACE APPROX. 100 SERVICES. | 2025
N-X-2001 | 18455143 | 2159552050213 | LEGACY PLASTIC | NW | DAYTON | IN-DAYTON~~REPLACE VINTAGE PLASTIC Replacement of 1972 Vintage Plastic - Replace approx. 7,700' of existing 2" main. Replace approx. 99 services. | 2025
N-X-4891 | 17144495 | 19592402050210 | LEGACY PLASTIC | SE | ELLETTSVILLE | IN-ELLETTSVILLE-N DEER PARK~~ N-X-4891 - Replace Vintage Plastic. Replace approx. 1,402' of 3" & 981' of 2" pre-1974 Aldyl-A main with new 2" Plastic main and replace approx. 24 services along N Deer Park and adjacent cul-de-sacs in Ellettsville. | 2025
N-X-14101 | N/A | N/A | LEGACY PLASTIC | SE | GREENWOOD | IN-Greenwood-Countryside Drive-Part 1 Part 1: Replace 4050' of main and 149 services. DIMP Project 57 Project boundaries—Countryside Drive to the west, E Worthsville Road to the south, W Stop 18 Road to the north, and US HWY 31 to the east 0.33 miles of pre‐1974 plastic􀆟c Recommend􀆟on to target vintage plastic􀆟c. Risk targeted is Pipe, Weld, Joint Tier 2 facility􀆟es in this area are 3.41 miles of pre‐1984 plastic􀆟c and 1.02 miles of unknown install􀆟on date plastic􀆟c. Map Grid 191‐178 | 2025
N-X-14102 | N/A | N/A | LEGACY PLASTIC | SE | GREENWOOD | IN-Greenwood-Countryside Derive-Part 2 Part 2: Replace 6000' of main and 137 services. DIMP Project 57 Project boundaries—Countryside Drive to the west, E Worthsville Road to the south, W Stop 18 Road to the north, and US HWY 31 to the east 0.33 miles of pre‐1974 plastic􀆟c Recommend􀆟on to target vintage plastic􀆟c. Risk targeted is Pipe, Weld, Joint Tier 2 facility􀆟es in this area are 3.41 miles of pre‐1984 plastic􀆟c and 1.02 miles of unknown install􀆟on date plastic􀆟c. Map Grid 191‐178 | 2025
N-X-9998 | N/A | N/A | LEGACY PLASTIC | SE | JEFFERSONVILLE | IN-JEFFERSONVILLE- S INDIANA AVE/W MARKET ST~~ Reported from Local Ops - Unlocatable Plastic Main - MP: Replace approx. Southern Indiana Ave- Main and Services W Market St Between Southern Indiana and Market St Missouri Ave@ West Market. INSTALL 5000' OF 2" HDPE. REPLACE 100 SERVICES. | 2025
N-X-2002 | 18455149 | 21595502050214 | LEGACY PLASTIC | NW | LAFAYETTE | IN-LAFAYETTE-PARADISE/FOXWOOD/CREST DR~~ IN-LAFAYETTE-PARADISE/FOXWOOD/CREST DR~~REPLACE VINTAGE PLASTIC - REPLACE APPROX. 5,000' OF EXIST. 2" MAIN. REPLACE APPROX. 69 SERVICES. | 2025
N-X-1547 | N/A | N/A | LEGACY STEEL | NE | ALEXANDRIA | 11TH ST, HARRISON ST, PARK AVE, HANNAH ST, COOK ST, 9TH ST REPLACE 3,050' OF 4" MP STL PIPE. INSTALL 47 SERVICES | 2025
N-X-1548 | N/A | N/A | LEGACY STEEL | NE | ALEXANDRIA | SHELBY, MARION AVE, RANDOLPH AVE, 4TH ST, 8TH ST, 5TH ST, CLARK AVE REPLACE 5,150' OF 2" & 4" MP STL PIPE. INSTALL 80 SERVICES | 2025
N-XA-11745 | N/A | N/A | LEGACY STEEL | NE | ALEXANDRIA | In-Alexanria-7th Street INSTALL 6800 OF 2" MAIN OF STEEL PIPE-7TH AND 9TH STREETS-90 SERVICES | 2025
N-X-1641 | N/A | N/A | LEGACY STEEL | NE | ANDERSON | RD 300 EAST, SCHOOL ST REPLACE 4,500' OF 2" MP STL PIPE. INSTALL 69 SERVICES | 2025
N-X-1722 | N/A | N/A | LEGACY STEEL | NE | ANDERSON | MINSI DR, UNAMI DR, MIAMI DR, SENECA DR REPLACE 3,450' OF 2" MP STL PIPE. INSTALL 52 SERVICES | 2025
N-XA-11744 | N/A | N/A | LEGACY STEEL | NE | ANDERSON | In-Anderson-8th Street INSTALL 3200' OF 8" STEEL AND 2630' OF 2" STEEL ALONG 8TH STREET FROM CHESTNUT TO SCATTERFIELD-50 SERVICES | 2025
N-XA-11746 | N/A | N/A | LEGACY STEEL | NE | ANDERSON | In-Anderson-3rd Street INSTALL 5930 OF 2" AND 4" STEEL PIPE-3RD, 4TH AND FOWLER STREETS-110 SERVICES | 2025
N-XA-11747 | N/A | N/A | LEGACY STEEL | NE | ANDERSON | In-Anderson-Harrison Street REPLACE 5,500' OF 2" & 4" MP STL PIPE. INSTALL 85 SERVICES | 2025
N-XA-11754 | N/A | N/A | LEGACY STEEL | NE | ANDERSON | IN- ANDERSON-PARK ROAD, 18TH ST, MANGER LANE, ROSEWOOD DRIVE, WESLOW CT REPLACE 5,500' OF 2" & 4" MP STL PIPE. INSTALL 85 SERVICES | 2025
N-XA-11755 | N/A | N/A | LEGACY STEEL | NE | ANDERSON | SUNSET BLVD, CANADAY DR, LORAL DR, SUNNYSIDE DR, VALLEY GROVE RD REPLACE 7,150' OF 2" & 4" MP STL PIPE. INSTALL 110 SERVICES | 2025
N-XA-11756 | N/A | N/A | LEGACY STEEL | NE | ANDERSON | 38TH ST, PITT ST, CLARK ST, ST CHARLES ST, LYNN ST, 46TH ST, SADDLE LANE REPLACE 3600' OF 2" MP STL PIPE. INSTALL 56 SERVICES | 2025
N-X-12301 | N/A | N/A | LEGACY STEEL | NW | ATTICA | IN-Attica-Sycamore-Brady Ineffectively Coated Steel - Legacy Map 130-131 - Replace approx. 5,500' of 2" MP Steel main along Sycamore, Brady, McDonald, and Division St ; between Perry, Pine, Division, and Sycamore; just north of Sycamore St. Replace approx. 90 services | 2025
N-X-10001 | N/A | N/A | LEGACY STEEL | SE | BEDFORD | IN-BEDFORD-OLD SR37/DIXIE HIGHWAY~~REPLACE 4,000' OF 4" INEFFECTIVELY COATED STL MAIN AND 21 SERVICES | 2025
N-X-10002 | N/A | N/A | LEGACY STEEL | SE | BEDFORD | IN-BEDFORD-ALLEY BETWEEN 4TH ST & 8TH ST~~REPLACE 1,100' OF 4" AND 800' OF 6" INEFFECTIVELY COATED STL MAIN AND 9 SERVICES | 2025
N-X-10003 | N/A | N/A | LEGACY STEEL | SE | BEDFORD | IN-BEDFORD-WHITE RIVER CROSSING~~REPLACE 5,000' OF 4" INEFFECTIVELY COATED STL MAIN AND 7 SERVICES | 2025
N-X-14703 | N/A | N/A | LEGACY STEEL | SE | BEDFORD | IN-BEDFORD-EASTVIEW DR/22ND ST~~ IN-BEDFORD-EASTVIEW DR/22ND ST~~REPLACE 1, 950' 8" HP INEFFECTIVELY COATED STL MAIN | 2025
N-X-15303 | N/A | N/A | LEGACY STEEL | SE | BLOOMINGTON | IN-Bloomington- Allendale Drive Ineffective Coated Steel - Replace approx. 1,600' of 2" Steel and 2,700' of 4" Steel main located along Allendale Drive between Winslow Road and Bainbridge Drive (Map 29-246); also includes replacing approx. 78 services. | 2025
N-X-15305 | N/A | N/A | LEGACY STEEL | SE | BLOOMINGTON | IN-Bloomington-Sunny Slopes Drive Ineffective Coated Steel - Replace approx. 6,400' of 2" Steel and 700' of 4" Steel main located along Sunny Slopes Drive and Ridgeview Drive between S Walnut Street and S Walnut St Pike, also includes the area along S Walnut St Pike between Sherwood Hills Drive and Allendale Drive (Map 29-245); also includes replacing approx. 106 services. | 2025
N-X-15306 | N/A | N/A | LEGACY STEEL | SE | BLOOMINGTON | IN-Bloomington-South Old State Road 37 Ineffective Coated Steel - Replace approx. 6,000' of 6" Steel main located along South Old State Road 37, between Dellsville Road and Zikes Road; to the south of the Bloomington City Limits (Maps 29-312, 29-329, 29-346); also includes replacing approx. 64 services. | 2025
N-X-15307 | N/A | N/A | LEGACY STEEL | SE | BLOOMINGTON | IN-Bloomington-Westminster Drive Unlocatable Vintage Plastic - Replace approx. 6,700' of 2" plastic main located along Westminster Drive, Buckingham Drive, and Piccadilly Drive between Winslow Road and Allendale Drive (Map 29-245); also includes replacing approx. 170 services. | 2025
N-X-16790 | N/A | N/A | LEGACY STEEL | SE | BLOOMINGTON | IN-BLOOMINGTON-GOURLEY PIKE/KINSER PIKE~~REPLACE 5,000' OF 4" INEFFECTIVELY COATED STL MAIN AND 37 SERVICES | 2025
N-X-16791 | N/A | N/A | LEGACY STEEL | SE | BLOOMINGTON | IN-BLOOMINGTONARLINGTON RD~~REPLACE 1,700' OF 6" AND 1,800' OF 2" INEFFECTIVELY COATED STL MAIN AND 40 SERVICES | 2025
N-X-17000 | N/A | N/A | LEGACY STEEL | SE | BLOOMINGTON | IN-BLOOMINGTON-MADISON ST/BRYAN ST~~REPLACE 4,450' OF 2" INEFFECTIVELY COATED STL MAIN AND 70 SERVICES | 2025
N-X-17010 | N/A | N/A | LEGACY STEEL | SE | BLOOMINGTON | IN-BLOOMINGTON-MILTON AVE~~REPLACE 6,000' OF 4" INEFFECTIVELY COATED STL MAIN AND 80 SERVICES | 2025
N-X-17011 | N/A | N/A | LEGACY STEEL | SE | BLOOMINGTON | IN-BLOOMINGTON-BROWN AVE/BROADVIEW DR~~REPLACE 4,800' OF 2" INEFFECTIVELY COATED STL MAIN AND 80 SERVICES | 2025
N-X-268 | N/A | N/A | LEGACY STEEL | SE | BLOOMINGTON | IN-BLOOMINGTON-MUSGRAVE'S HORSE RANCH~~REPLACE 500' OF 10" STL MAIN NORTH OF MUSGRAVE'S HORSE RANCH | 2025
N-X-13202 | N/A | N/A | LEGACY STEEL | NW | BROWNSBURG | IN-BROWNSBURG-E Tilden St DIMP Project ID 416 - 02.26.2021 - Ineffectively Coated Steel - Replace approx. 1,200' of 4" MP Steel main along E Tilden between S Jefferson St and Grant St; and approx. 1,100' of 4" MP Steel main along S School St between Tilden and Hamilton St; and approx. 900' of 2" MP Steel main along Gordon Court from Tilden St to Terminus; and approx. 500' of 2" MP Steel main along Maplebrook between School and Grant St; and approx. 600' pf 2" MP Steel main along Jackson St between Maplebrook and Jackson Court. Total service replace approx. 80 services. | 2025
N-X-13204 | N/A | N/A | LEGACY STEEL | NW | BROWNSBURG | IN-Brownsburg-Locust Ineffectively Coated Steel - Legacy Map 46-132 - Replace approx. 8,000' of 2" MP Steel main along Locust, between Tilden and Dover; Eaton, Hamben, Weston (Alpha South), Dover, Thornleigh, Briarwood, Foxwood, Brownsburg Dr., Beechwood, Dogwood. Replace approx. 120 services. | 2025
N-X-9958 | 17509967 | 20592002050210 | LEGACY STEEL | SE | CLARKSVILLE | IN-CLARKSVILLE-TAGGART AVE/ANDALUSIA AVE IN-CLARKSVILLE-TAGGART AVE/ANDALUSIA AVE~~REPLACE 1,150' OF 2", 1,200' OF 4" AND 300' OF 6" INEFFECTIVELY COATED STL MAIN AND 73 SERVICES | 2025
N-X-16230 | N/A | N/A | LEGACY STEEL | SE | CLIFFORD | IN-CLIFFORD~~550 N, POPLAR ST, WASHINGTON ST, MILL ST, SUGAR ST, AND 250 E.REPLACE 7,450' INEFFECTIVELY COATED STL MAIN AND 115 SERVICES | 2025
N-X-53510 | N/A | N/A | LEGACY STEEL | SE | COLUMBUS | IN-COLUMBUS- Replace 4350' and services and 87 services. Ineffective coated steel: (Leaks) Replace 4350' and services and 87 services. | 2025
N-X-1834 | 17503975 | 20583502050212 | LEGACY STEEL | SE | EDINBURGH | IN-EDINBURGH-COUNTY LINE RD & THOMPSON ST REPLACE VARIOUS SIZE PIPELINE WITH APPROX 5,600' OF 2" PL MAIN AND APPROX 73 SERVICES DUE TO POOR CATHODIC PROTECTION AND LEAK HISTORY. LOCATION IS BETWEEN COUNTY LINE RD & THOMPSON ST AND WALNUT ST & EISENHOWER DR | 2025
N-X-1543 | N/A | N/A | LEGACY STEEL | NE | ELWOOD | NORTH E,18TH ST, ALLEY WEST OF, NORTH D ST, ALLEY NORT, 26TH ST REPLACE 5,950' OF 2" MP STL PIPE. INSTALL 93 SERVICES | 2025
N-X-1544 | N/A | N/A | LEGACY STEEL | NE | ELWOOD | JACKLEY RD, EAST DRIVE, ROAD 1200 NORTH REPLACE 1,900' OF 2" MP STL PIPE. INSTALL 29 SERVICES | 2025
N-X-1745 | N/A | N/A | LEGACY STEEL | NE | ELWOOD | CARTER ADD EASEMENTS SOUTH OF, ROAD 900 WEST, ROAD 1300 NORTH REPLACE 2,950' OF 2" & 4" MP STL PIPE. INSTALL 61 SERVICES | 2025
N-X-1746 | N/A | N/A | LEGACY STEEL | NE | ELWOOD | 16TH ST, ALLEY WEST OF, NORTH K ST, 18TH ST, NORTH J ST, 19TH ST, PARKVIEW REPLACE 3,480' OF 4" MP STL PIPE. INSTALL 54 SERVICES | 2025
N-X-16703 | N/A | N/A | LEGACY STEEL | NW | GREENCASTLE | IN-GREENCASTLE- Highwood St Ineffectively coated steel - DIMP Project ID 49 Area - Replace approx. 900' of existing 2" MP Steel main located along Highwood St, between Arlington and Highridge Ave; and approx. 800' of existing 4" MP Steel main located along Terrace Dr, between Arlington and Redbud St; and approx. 800' of 4" MP Steel main along Redbud, between Terrace and Shadowlawn; and approx. 750' of 2" MP Steel main along Dogwood, between Redbud and Shadowlawn Street. Replace approx. 62 services. | 2025
N-X-16270 | N/A | N/A | LEGACY STEEL | SE | HOPE | IN-HOPE~~ALLEY NORTH OF WASHINGTON ST, WASHINGTON ST, MILL ST, LOCUST ST, SEMINARY ST, ALLEY WEST OF BROAD ST, ALLEY WEST OF MAPLE ST, AND ALLEY WEST OF WALNUT STREPLACE 6,800' OF INEFFECTIVELY COATED STL MAIN AND 105 SERVICES | 2025
N-X-16280 | N/A | N/A | LEGACY STEEL | SE | HOPE | IN-HOPE~~ALLEY WEST OF MAIN ST, ALLEY WEST OF HARRISON ST, ALLEY WEST OF VINE ST, JACKSON ST, VINE DR, AND WASHINGTON ST. REPLACE 6,650' OF INEFFECTIVELY COATED STL MAIN AND 102 SERVICES | 2025
N-X-1732 | N/A | N/A | LEGACY STEEL | NE | HUNTINGTON | GARDENDALE, ALLEY EAST OF CHARLES S, COLUMBIA, BRIANT, GARFIELD REPLACE 8,780' OF 4" & 6" & 8" MP STL PIPE. INSTALL 136 SERVICES | 2025
N-X-17903 | N/A | N/A | LEGACY STEEL | NW | LAFAYETTE | IN-LAFAYETTE-Virginia St DIMP Project ID 418 Area - 02.26.2021 - Vintage Plastic - Replace approx. 900' of 2" MP Plastic main along Virginia St, between S 16th St and 14th Street. Replace approx. 28 services. | 2025
N-X-17911 | N/A | N/A | LEGACY STEEL | NW | LAFAYETTE | IN-LAFAYETTE-Ferry St Vintage Plastic - Replace approx. 1,400' of 2" MP Plastic main along Ferry St, between 19th St and Tinkler St; and approx. 500' of 2" Plastic main along 19th St, between Ferry and South Street. Replace approx. 42 services. | 2025
N-X-17913 | N/A | N/A | LEGACY STEEL | NW | LAFAYETTE | IN-LAFAYETTE-Kossuth to the south DIMP Project ID 419 Area - 02.26.2021 - Vintage Plastic - Replace approx. 5,100' of 2" MP Plastic main between Kossuth to the south, S 18th St to the east, Heath to the north, Wabash to the west. Western Replacement Area. Replace approx. 100 services. | 2025
N-X-9860 | N/A | N/A | LEGACY STEEL | SE | MADISON | IN-MADISON-PRESBYTERIAN AVE~ Madison Heat Map Area 3 - Ineffectively Coated Steel - MP" Replace approx. 4,800' of 2" Steel main and 57 services along Presbyterian Ave, W 3rd St, and Crossing Main St between W 3rd St and W 2nd Street. | 2025
N-X-10000 | N/A | N/A | LEGACY STEEL | SE | MITCHELL | IN-MITCHELL-CITY OF MITCHELL WASTE WATER TREATMENT PLANT~~REPLACE 200' OF 8" INEFFECTIVELY COATED HP STL MAIN AND EXISTING INLINE TEE FITTING | 2025
N-X-10004 | N/A | N/A | LEGACY STEEL | SE | MITCHELL | IN-MITCHELL-OLD SR37/DIXIE HIGHWAY~~6,400' OF 4" INEFFECTIVELY COATED STL MAIN AND 21 SERVICES | 2025
Multiple | Multiple | Multiple | LEGACY STEEL | VEDIN | MULTIPLE | ISOLATED SERVICES - replaced isolated services | 2025
N-X-1418X | N/A | N/A | LEGACY STEEL | NE | MUNCIE | NEELEY AVE, WHEELING AVE , NEW YORK AVE, RIVERSIDE DR REPLACE 8,450' OF 2" & 6" MP STL PIPE. INSTALL 127 SERVICES | 2025
N-XA-11850 | N/A | N/A | LEGACY STEEL | NE | MUNCIE | IN-Muncie-Main Street 9400' MAIN 70 SERVICES | 2025
N-XA-11852 | N/A | N/A | LEGACY STEEL | NE | MUNCIE | IN-Muncie-SR 167 8700' MAIN 0 SERVICES | 2025
N-XA-11848 | N/A | N/A | LEGACY STEEL | NE | NOBLESVILLE | IN-Noblesville-ROXBURY LANE 6235' MAIN 90 SERVICES | 2025
N-XA-11849 | N/A | N/A | LEGACY STEEL | NE | NOBLESVILLE | IN-Noblesville-PERSIMON PL 5615' MAIN 80 SERVICES | 2025
N-X-13207 | N/A | N/A | LEGACY STEEL | NW | PLAINFIELD | IN-Plainfield-Center St Ineffectively Coated Steel - Legacy Map 46-292 - Replace approx. 7,700' of 2" MP Steel main along Center St, Lincoln St, North St, Avon St, Vine St, and Krewson St; between Mill Street, CR300S, and Main St (US40), just west of SR267 (Avon Ave.) Replace approx. 90 services. | 2025
N-X-16310 | N/A | N/A | LEGACY STEEL | SE | TAYLORSVILLE | IN-TAYLORSVILLE~~CHARLES LN, DACIA ST, WALNUT ST, RESERVOIR ST, AND EVELYN ST. -REPLACE 5,000' OF INEFFECTIVELY COATED STL MAIN AND 52 SERVICES | 2025
N-X-16311 | N/A | N/A | LEGACY STEEL | SE | TAYLORSVILLE | IN-TAYLORSVILLE~~WALNUT ST, RESEVOIR ST, FRANKLIN ST, AND GRACE ST.-REPLACE 5,000' OF INEFFECTIVELY COATED STL MAIN AND 52 SERVICES | 2025
N-X-16320 | N/A | N/A | LEGACY STEEL | SE | TAYLORSVILLE | IN-TAYLORSVILLE~~TANNEHILL RD, MAIN ST, EAST ST, WALNUT ST, PEARL ST, AND MULBERRY ST. -REPLACE 8,050' OF INEFFECTIVELY COATED STL MAIN AND 123 SERVICES | 2025
N-X-16701 | N/A | N/A | LEGACY STEEL | NW | TERRE HAUTE | IN-TERRE HAUTE-Cloverdale Replace Existing HP Distribution Mains Due To Existing Conditions Being Shallow. Replace approx. 3,200' of existing 6" HP Steel Distribution Main and approx. 3,200' of existing 4" HP Steel Distribution Main, near Cloverdale to the East of US231 and to the South of US40 from approx. Upper Limestone Creek - heading South | 2025
N-X-18401 | N/A | N/A | LEGACY STEEL | NW | TERRE HAUTE | IN-TERRE HAUTE-1st Street 10" MP Steel Main - Replace existing main and services located along Hulman Street between. 1st Street and 6th Street - Ineffectively Coated Steel - Replace approx. 2,000 FT of Existing 10" STL main and replace approx. 10 services. | 2025
N-X-18402 | N/A | N/A | LEGACY STEEL | NW | TERRE HAUTE | IN-TERRE HAUTE-Lockport Rd NW Future TH MOD Project 2 - Replace 12" HP Steel Main Pipe Section and Valve Located Near INRR Xing at Lockport Rd - Ineffectively Coated Steel - Replace approx. 1,400 FT of Existing 12" HP STL main. | 2025
N-X-18405 | N/A | N/A | LEGACY STEEL | NW | TERRE HAUTE | IN-TERRE HAUTE-1st St and Arleth Ineffectively coated steel - DIMP Project ID 46 Area - Map 34-195 - Replace approx. 200' of existing 4" MP Steel main located along Vorhees St, between 1st Street and Arleth; and approx. 1,250' of existing 2" MP Steel main located along Alley between 1st St and Arleth, between Voorhees and Demorest St; and approx. 1,200' of 2" MP Steel main along Alley between Arleth and Dillman, between Voorhees and Demorest; and approx. 450' of 2" Steel in Alley between Dillman and Prairietown, between Demorest and Boring; and approx. 850' of 2" MP Steel main along Demorest St, between 1st St and Prairietown Street. Replace approx. 44 services. | 2025
N-X-18406 | N/A | N/A | LEGACY STEEL | NW | TERRE HAUTE | IN-TERRE HAUTE-Farrington St Ineffectively coated steel - DIMP Project ID 48 Area - Replace approx. 700' of existing 4" MP Steel main located along Farrington St, between 5th Street and 3rd Street; and approx. 2,300' of existing 2" MP Steel main located along the Alley between 3rd St and 5th St, between College and Walnut Street. Replace approx. 40 services. | 2025
N-X-1747 | N/A | N/A | LEGACY STEEL | NE | TIPTON | ADAMS ST, ALLEY NORTH OF, S EAST ST, ALLEY WEST OF REPLACE 760' OF 6" MP STL PIPE. INSTALL 12 SERVICES | 2025
N-X-5002 | N/A | N/A | LEGACY STEEL | NW | VEEDERSBURG | IN-VEEDERSBURG~~STEEL-UNKNOWN THIN WALLED HP DISTRIBUTION - INEFFECTIVELY COATED STEEL - REPLACE APPROX. 6,000 FT OF EXIST. 4" HP STEEL MAIN. | 2025
N-X-17910 | N/A | N/A | LEGACY STEEL | NW | WEST POINT | IN-WEST POINT-S CR600W Ineffectively coated steel - Replace approx. 5,300' of 10" HP Steel main located along W CR500 S, S CR600W and S CR500W. This project will also eliminate approx. 6 existing blow down valves. | 2025
N-X-17921 | N/A | N/A | OBSOLETE EQUIPMENT | NW | LAFAYETTE | Replace the Valves Nos. 59002167 and 59002171 at Reg. Station No. 59000870 - West TBS - Lafayette Replace Obsolete Equipment - Replace Valves to Remedy Leaks | 2025
Multiple | Multiple | Multiple | Obsolete Equipment | VEDIN | MULTIPLE | OBSOLETE RISERS - replace obsolete service risers | 2025
N-X-11001 | N/A | N/A | PRESSURE MONITORING/SCADA/RTU | SE | CLARKSVILLE | IN-CLARKSVILLE-ERX Replace obsolete paper chart recorders with electronic pressure measurement (ERX) Michigan Rd, Tube Mill | 2025
N-X-11002 | N/A | N/A | PRESSURE MONITORING/SCADA/RTU | SE | CLARKSVILLE | IN-CLARKSVILLE-ERX Replace obsolete paper chart recorders with electronic pressure measurement (ERX) 3rd St Parking Riser | 2025
N-X-10301 | N/A | N/A | PRESSURE MONITORING/SCADA/RTU | SE | COLUMBUS | IN-COLUMBUS-ERX Replace obsolete paper chart recorders with electronic pressure measurement (ERX) Greensburg Michigan Ave. | 2025
N-X-13001 | N/A | N/A | PRESSURE MONITORING/SCADA/RTU | SE | GREENFIELD | IN-GREENFIELD-ERX Replace obsolete paper chart recorders with electronic pressure measurement (ERX) C.R. 250 W. #48-1180 | 2025
N-X-13002 | N/A | N/A | PRESSURE MONITORING/SCADA/RTU | SE | GREENFIELD | IN-GREENFIELD-ERX Replace obsolete paper chart recorders with electronic pressure measurement (ERX) Ingalls Sewer Plant | 2025
N-X-18409 | N/A | N/A | PRESSURE MONITORING/SCADA/RTU | NW | TERRE HAUTE | IN-TERRE HAUTE-ERX Replace 2 Replace obsolete paper chart recorders with electronic pressure measurement (ERX) in Terre Haute | 2025
N-X-3949 | 15157435 | 18582102050212 | REGULATOR STATION | NE | ANDERSON | IN-ANDERSON-MOUNDS MALL~ REBUILD CORRODING REG STA 1395 | 2025
N-XA-11839 | N/A | N/A | REGULATOR STATION | NW | DANVILLE | INSTALL 10 EMERGENCY INLET VALVES FOR VARIOUS REGULATOR STATIONS | 2025
N-XA-11840 | N/A | N/A | REGULATOR STATION | SE | FRANKLIN | INSTALL 10 EMERGENCY INLET VALVES FOR VARIOUS REGULATOR STATIONS | 2025
N-X-402 | N/A | N/A | REGULATOR STATION | SE | MARTINSVILLE | IN-MARTINSVILLE-SR37/EGBERT RD~~REBUILD REG STA 40000020 DUE TO BEING IN A PIT | 2025
N-XA-11838 | N/A | N/A | REGULATOR STATION | NE | MUNCIE | INSTALL 10 EMERGENCY INLET VALVES FOR VARIOUS REGULATOR STATIONS | 2025
N-X-1693XT | 15157320 | 18582102050215 | SHALLOW PIPE | NE | ANDERSON | IN-ANDERSON-SCATTERFIELD REPLACE 4,300' OF 10" HP STL PIPE. INSTALL 9 SERVICES | 2025
N-X-5013 | 18120401 | N/A | SHALLOW PIPE | NE | ANDERSON | IN-ANDERSON-SCATTERFIELD~ REPLACE 1500' OF 10" HP STL PIPE. INSTALL 0 SERVICES | 2025
N-X-5014 | 18120403 | N/A | SHALLOW PIPE | NE | ANDERSON | IN-ANDERSON-SCATTERFIELD~~ 5TH TO 1ST ST REPLACE 1000' OF 10" HP STL PIPE. INSTALL 0 SERVICES | 2025
N-X-5015 | 18120407 | N/A | SHALLOW PIPE | NE | ANDERSON | IN-ANDERSON-SCATTERFIELD~~ FROM 5TH TO 10TH ST REPLACE 1000' OF 10" HP STL PIPE. INSTALL 0 SERVICES | 2025
N-X-5017 | 18120409 | N/A | SHALLOW PIPE | NE | ANDERSON | IN-ANDERSON-SCATTERFIELD~~ MOUNDS TO 18TH ST REPLACE 3000' OF 10" HP STL PIPE. INSTALL 0 SERVICES | 2025
N-XA-12124 | N/A | N/A | CASINGS | SE | BEDFORD | IN-BEDFORD-RR CASING Short under abandon railroad. Retire Casing and install new 500' of 2" HDPE. NO SERVICES | 2026
N-X-17925 | N/A | N/A | EXPOSURES | NW | LAFAYETTE | IN-Lafayette-US231, north of W CR625S DIMP Project ID 474 Area - 03.30.2021 - Exposure - Tippecanoe County - Remediate 8" MP Steel Main Exposure located along US231, north of W CR625S. Max. Exposure No. L2147938. | 2026
N-X-17926 | N/A | N/A | EXPOSURES | NW | LAFAYETTE | IN-Lafayette-Near intersection of W CR625S. DIMP Project ID 475 Area - 03.30.2021 - Exposure - Tippecanoe County - Remediate 6" MP Steel Main Exposure located along US231, near intersection of W CR625S. Max. Exposure No. L2147960. | 2026
N-X-17927 | N/A | N/A | EXPOSURES | NW | LAFAYETTE | IN-Lafayette-US231, north of W CR800S DIMP Project ID 476 Area - 03.30.2021 - Exposure - Tippecanoe County - Remediate 8" MP Steel Main Exposure located along US231, north of W CR800S. Max. Exposure No. L2148049. | 2026
N-X-18410 | N/A | N/A | Exposures | NW | TERRE HAUTE | IN-Terre Haute-US40 &SR46 6" MP steel main- Creek exposure near intersection of US40 & SR46, east of intersection - Exposure - Replace approx. 500 FT of existing 6" Steel Main. | 2026
Multiple | Multiple | Multiple | INSIDE METERS | VEDIN | MULTIPLE | INSIDE METERS - relocate inside meters to exterior of structure | 2026
N-X-14103 | N/A | N/A | LEGACY PLASTIC | SE | GREENWOOD | IN-Greenwood-Countryside Derive-Part 3 Part 3: Replace 4045' of main and 107 services. DIMP Project 57 Project boundaries—Countryside Drive to the west, E Worthsville Road to the south, W Stop 18 Road to the north, and US HWY 31 to the east 0.33 miles of pre‐1974 plastic􀆟c Recommend􀆟on to target vintage plastic􀆟c. Risk targeted is Pipe, Weld, Joint Tier 2 facility􀆟es in this area are 3.41 miles of pre‐1984 plastic􀆟c and 1.02 miles of unknown install􀆟on date plastic􀆟c. Map Grid 191‐178 | 2026
N-X-17922 | N/A | N/A | LEGACY PLASTIC | NW | LAFAYETTE | IN-Lafayette-Owen St to the south DIMP Project ID 457 Area - 03.30.2021 - Vintage Plastic - Replace approx. 5,500' of 2" MP Plastic main between Owen St to the south, S 16th St to the east, N 2nd St to the west, Heath St to the north. Replace approx. 110 services. | 2026
N-X-17923 | N/A | N/A | LEGACY PLASTIC | NW | LAFAYETTE | IN-Lafayette-Kings Way Subdivision DIMP Project ID 458 Area - 03.30.2021 - Vintage Plastic - Maps 59-245 & 59-265 Replace approx. 6,000' of 2" MP Plastic main at Kings Way Subdivision off of SR38E and at Pheasant Run Subdivision off of East Brady Lane. Replace approx. 140 services. | 2026
N-X-17924 | N/A | N/A | LEGACY PLASTIC | NW | LAFAYETTE | IN-Lafayette-S 30th Street DIMP Project ID 462 Area - 03.30.2021 - Vintage Plastic - Maps 59-223 & 59-202 Replace approx. 5,000' of 2" MP Plastic main along S 30th Street, between. Kossuth and Ferry St. Replace approx. 100 services. | 2026
N-X-18302 | N/A | N/A | LEGACY PLASTIC | NW | UNIVERSAL | IN-Universal- DIMP Project ID 464 Area - 03.30.2021 - Vintage Plastic - Vermillion County Replace approx. 3,500' of 2" MP Plastic main along CR110E between CR1680S and Creek Crossing at Universal Ave to the South. Replace approx. 50 services. | 2026
N-X-12302 | N/A | N/A | LEGACY STEEL | NW | ATTICA | IN-Attica-Union-Pike Ineffectively Coated Steel - Legacy Map 130-130 - Replace approx. 5,800' of 2" MP Steel main along Union, Pike, Pine, Lithia, Perry, Bond, New, and Council St ; between Union, Pike, Pine, and Council St; just north of Pine St. Replace approx. 100 services | 2026
N-X-4001 | N/A | N/A | LEGACY STEEL | NW | ATTICA | IN-ATTICA-US231 TO ATTICA~~ IN-ATTICA-US231 TO ATTICA~~1938 HP DISTRIBUTION STL - INEFFECTIVELY COATED STEEL - REPLACE APPROX. 8,000 FT OF EXISTING 6" HP STEEL MAIN. | 2026
N-X-13205 | N/A | N/A | LEGACY STEEL | NW | AVON | IN-Avon-CR100S Ineffectively Coated Steel - Legacy Map 46-232 - Replace approx. 4,800' of 4" MP Steel main along CR100S, between N Center St and SR267 / Avon Road and along N Center St / CR625E, between CR100S and Barberry Dr. Replace approx. 60 services. | 2026
N-X-15304 | N/A | N/A | LEGACY STEEL | SE | BLOOMINGTON | IN-Bloomington-Allendale Drive between Wellington Drive and Bainbridge Drive, Ineffective Coated Steel - Replace approx. 8,000' of 2" Steel and 1,350' of 4" Steel main located along Allendale Drive between Wellington Drive and Bainbridge Drive, also includes the area along Elliston Drive (Map 29-245); also includes replacing approx. 147 services. | 2026
N-X-1716 | N/A | N/A | LEGACY STEEL | SE | BLOOMINGTON | IN-Bloomington-KINGSLEY ST. KINGSLEY ST. REPLACE 8,470' OF MAIN WITH 130 SERVICES | 2026
N-X-13203 | N/A | N/A | LEGACY STEEL | NW | BROWNSBURG | IN-Brownsburg-Green Street Vintage Plastic - Legacy Map 46-133 - Green Street, between CR425 and Hyde Park and Sycamore St; between Green and York - Replace approx. 3,500' of 6" MP Plastic main . Replace approx. 36 services. | 2026
N-X-11102 | N/A | N/A | LEGACY STEEL | NW | CENTER POINT | CLAY COUNTY - SR 42 DIMP Project ID 461 Area - 03.30.2021 - Ineffectively Coated Steel - Clay County - Replace approx. 9,000' of 6" MP Steel Main along SR42 between CR200E (near Reg. Sta. #3500007B) and CR350E (near McIntyre Creek). Replace approx. 30 services. | 2026
N-XA-11753 | N/A | N/A | LEGACY STEEL | SE | COLUMBUS | MAIN CROSS ST, CONNER ST, WAYNE ST, SOUTH ST Install 3788' of 2" HDPE and 44 services. Main Cross St, Conner St, Wayne St, South St. | 2026
N-XA-12123 | N/A | N/A | LEGACY STEEL | SE | COLUMBUS | Ineffectively Coated Steel. Install 6500' of 2" HDPE and 122 services. Fairview Dr, Hollowell St, Clifty Dr, and Glendale Dr. | 2026
N-X-17917 | N/A | N/A | LEGACY STEEL | NW | DAYTON | IN-Dayton-South St Vintage Plastic - Dayton IN - Replace approx. 5,500' of 2" MP Plastic main between South St to the south, Conjunction St to the east, Jefferson St to the north, Harrison to the west. Western Replacement Area. Replace approx. 110 services. | 2026
N-X-16704 | N/A | N/A | LEGACY STEEL | NW | GREENCASTLE | IN-GREENCASTLE- Melrose Dr Vintage Plastic - DIMP Project ID 49 Area - Replace approx. 1,200' of existing 2" MP Plastic main located along Melrose Dr, between Shadowlawn and Cassada Dr; and approx. 500' of existing 2" MP Plastic main located along Cassada Dr, between Melrose and Terminus. Replace approx. 28 services. | 2026
N-X-10006 | N/A | N/A | LEGACY STEEL | SE | JEFFERSONVILLE | IN-Jeffersonville- Colonial Park Drive between 8th Street and Jonquil Drive. Ineffectively Coated Steel: Replace approx. 3,700' of 4" Steel main and approx. 86 services along Colonial Park Drive between 8th Street and Jonquil Drive. This proposed project will also provide an added system loop feed at Jonquil Drive. | 2026
N-X-17904 | N/A | N/A | LEGACY STEEL | NW | LAFAYETTE | IN-LAFAYETTE-Franklin St DIMP Project ID 418 Area - 02.26.2021 - Vintage Plastic - Replace approx. 1,300' of 2" MP Plastic main along Franklin St, between S 18th St and 14th Street. Replace approx. 48 services. | 2026
N-X-17914 | N/A | N/A | LEGACY STEEL | NW | LAFAYETTE | IN-LAFAYETTE-S 18th St to the east DIMP Project ID 419 Area - 02.26.2021 - Vintage Plastic - Replace approx. 5,400' of 2" MP Plastic main between Kossuth to the south, S 18th St to the east, Heath to the north, Wabash to the west. Eastern Replacement Area. Replace approx. 120 services. | 2026
N-X-17915 | N/A | N/A | LEGACY STEEL | NW | LAFAYETTE | IN-LAFAYETTE- Greenbush St Ineffectively coated steel - Replace approx. 4,200' of 4" MP Steel main along Greenbush St, between Erie St and Sagamore Pkwy. Replace approx. 56 services. | 2026
N-X-17916 | N/A | N/A | LEGACY STEEL | NW | LAFAYETTE | IN-LAFAYETTE- Chestnut St Ineffectively coated steel - Replace approx. 1,000' of 10" MP Steel main along Chestnut St, between Wabash St and 1st St. Replace approx. 6 services. | 2026
N-X-17918 | N/A | N/A | LEGACY STEEL | NW | LAFAYETTE | IN-Lafayette-Pemberly Road Ineffectively Coated Steel - Legacy Map 59-154 - Replace approx. 3,000' of 2" MP Steel main along Pemberly Road and West Point 2 Road; between Klondike heading west to Terminus. Replace approx. 78 services. | 2026
N-X-17919 | N/A | N/A | LEGACY STEEL | NW | LAFAYETTE | IN-Lafayette-West Point 2 Road Vintage Plastic - Legacy Map 59-154 - Replace approx. 3,300' of 2" MP Plastic main along West Point 2 Road South and North; between Klondike heading west to Terminus. Replace approx. 72 services. | 2026
N-X-17920 | N/A | N/A | LEGACY STEEL | NW | LAFAYETTE | IN-Lafayette-Friendly Village Trailer Park Vintage Plastic - Legacy Map - Friendly Village Trailer Park - Bourdeaux Blvd, Devaraux Dr., Napolean, Rene - Replace approx. 6,000' of 2" MP Plastic main . Replace approx. 172 services. | 2026
N-X-10601 | N/A | N/A | LEGACY STEEL | NW | LEBANON | IN-LEBANON-Westmoor St Ineffectively coated steel - DIMP Project ID 254 - Legacy Mod Project ID 4831. Replace approx. 1,500' of existing 6" HP Steel main located along N Lebanon Street, near 2302; between. Westmoor St and West Maple Street | 2026
Multiple | Multiple | Multiple | LEGACY STEEL | VEDIN | MULTIPLE | ISOLATED SERVICES - replaced isolated services | 2026
N-XA-11854 | N/A | N/A | LEGACY STEEL | NE | MUNCIE | IN-Muncie-ROMY STREET 10800' MAIN 10 SERVICES | 2026
N-XA-11855 | N/A | N/A | LEGACY STEEL | NE | MUNCIE | IN-Muncie-SR 3 10400' MAIN 20 SERVICES | 2026
N-XA-11856 | N/A | N/A | LEGACY STEEL | NE | MUNCIE | IN-Muncie-SR 3-CR 700 NORTH 10400' MAIN 10 SERVICES | 2026
N-XA-11857 | N/A | N/A | LEGACY STEEL | NE | MUNCIE | IN-Muncie-SR 3-CR 700 NORTH 11000' MAIN 0 SERVICES | 2026
N-XA-11858 | N/A | N/A | LEGACY STEEL | NE | MUNCIE | IN-Muncie-SR 3-CR 500 NORTH 10400' MAIN 10 SERVICES | 2026
N-XA-11859 | N/A | N/A | LEGACY STEEL | NE | MUNCIE | IN-Muncie-CR 700 N 10400' MAIN 10 SERVICES | 2026
N-XA-11862 | N/A | N/A | LEGACY STEEL | NE | MUNCIE | IN-Muncie-BOWMAN 8000' MAIN 40 SERVICES | 2026
N-XA-11863 | N/A | N/A | LEGACY STEEL | NE | MUNCIE | IN-Muncie-CR 200 EAST 12000' MAIN 30 SERVICES | 2026
N-XA-11860 | N/A | N/A | LEGACY STEEL | NE | PARKER CITY | IN-Parker City-SR 28 11000' MAIN 10 SERVICES | 2026
N-XA-11861 | N/A | N/A | LEGACY STEEL | NE | PARKER CITY | IN-Parker City-6TH STREET 8000' MAIN 50 SERVICES | 2026
N-X-13206 | N/A | N/A | LEGACY STEEL | NW | PLAINFIELD | IN-Plainfield-Circle St Ineffectively Coated Steel - Legacy Map 46-252 - Replace approx. 7,900' of 2" MP Steel main along Price Circle St, Price Rd, Todd Dr, Hope Dr, Rivera Dr, and Parke Dr; between CR100S (Morris St) and CR150S, just west of SR267 (Avon Ave.) Replace approx. 85 services. | 2026
N-X-13209 | N/A | N/A | LEGACY STEEL | NW | PLAINFIELD | IN-Plainfield-Elm Dr, Michael Dr, Ineffectively Coated Steel - Legacy Map 46-294 - Replace approx. 6,800' of 2" MP Steel main along Elm Dr, Michael Dr, Stephens Dr, Butler Dr, Omega Dr, and Glenda Dr; between Main St (US40) and Oliver Ave, just west of SR267. Replace approx. 96 services | 2026
N-X-13210 | N/A | N/A | LEGACY STEEL | NW | PLAINFIELD | IN-PLAINFIELD-Springcrest, Bluff Ineffectively Coated Steel - Legacy Map 46-333 - Replace approx. 7,200' of 2" MP Steel main along Springcrest, Bluff, Eldin, Almond, Terry, and Stanley ; between Stanley, Springcrest, Center St and Terry St, just east of Center St. Replace approx. 88 services | 2026
N-XA-12125 | N/A | N/A | LEGACY STEEL | SE | SHELBYVILLE | IN-SHELBYVILLE-W PENNSYLVANIA STREET REPLACE INEFFECTIVE COATED STEEL ON W PENNSYLVANIA ST, TOMPKINS ST, RIVER ST, AND N PIKE ST. RAILROAD CROSSING. INSTALL 6" HDPE AND 11 SERVICES | 2026
N-X-18403 | N/A | N/A | LEGACY STEEL | NW | TERRE HAUTE | IN-TERRE HAUTE-Fruitridge Ave. NW Future TH MOD Project 3 - Replace INRR West Xing at Fruitridge Ave. - Located Just South of Ohio Blvd. Replace approx. 500' of exist. 6" MP Steel Main. | 2026
N-X-18404 | N/A | N/A | LEGACY STEEL | NW | TERRE HAUTE | IN-TERRE HAUTE-Fruitridge Ave. NW Future TH MOD Project 4 - Replace INRR East Xing at Fruitridge Ave. - Located Just South of Ohio Blvd. Replace approx. 500' of exist. 8" HP Steel Main. | 2026
N-X-18407 | N/A | N/A | LEGACY STEEL | NW | TERRE HAUTE | IN-TERRE HAUTE-Gilbert St Ineffectively coated steel - DIMP Project ID 47 Area - Replace approx. 1,200' of existing 2" MP Steel main located along Gilbert St, between Poplar Street and Crawford Street; and approx. 350' of existing 2" MP Steel main located along Oak St, between 14th and 15th Street. Replace approx. 30 services. | 2026
N-X-18408 | N/A | N/A | LEGACY STEEL | NW | TERRE HAUTE | IN-TERRE HAUTE-College and Cruft, Ineffectively coated steel - DIMP Project ID 48 Area - Map 34-181 - Replace approx. 400' of existing 2" MP Steel main located along Alleyway between College and Cruft, between 29th Street and 31st St; and approx. 1,800' of existing 2" MP Steel main located along Alley between Cruft St and Franklin, between 25th St and 31st St; and approx. 1,900' of 2" MP Steel main along Alley between Franklin and Dean, between 25th St and 31st St; and approx. 800' of 2" MP Steel main along 29th St, between Dean St and College Street. Replace approx. 62 services. | 2026
N-X-18301 | N/A | N/A | LEGACY STEEL | NW | UNIVERSAL | VERMILLION COUNTY - SR63 DIMP Project ID 463 Area - 03.30.2021 - Ineffectively Coated Steel - Vermillion County - Replace approx. 7,000' of 6" MP Steel Main along SR63 between Broullettes Creek and Trinity Road (near Reg. Sta. #37000185). Replace approx. 20 services. | 2026
N-X-17905 | N/A | N/A | LEGACY STEEL | NW | WEST POINT | IN-WEST POINT-W CR500 S Ineffectively coated steel - Replace approx. 5,000' of 10" HP Steel main located along W CR500 S, between Andrew Road and S CR600W. | 2026
Multiple | Multiple | Multiple | Obsolete Equipment | VEDIN | MULTIPLE | OBSOLETE RISERS - replace obsolete service risers | 2026
N-XA-11843 | N/A | N/A | REGULATOR STATION | NW | DANVILLE | INSTALL 10 EMERGENCY INLET VALVES FOR VARIOUS REGULATOR STATIONS | 2026
N-XA-11836 | N/A | N/A | REGULATOR STATION | SE | FRANKLIN | INSTALL 10 EMERGENCY INLET VALVES FOR VARIOUS REGULATOR STATIONS | 2026
N-XA-11842 | N/A | N/A | REGULATOR STATION | NE | MUNCIE | INSTALL 10 EMERGENCY INLET VALVES FOR VARIOUS REGULATOR STATIONS | 2026
N-XA-11780 | N/A | TBD | OBSOLETE EQUIPMENT | NW | LAFAYETTE | IN-LAFAYETTE-2800 CONCORD RD Rea Magnet Wire- Meter set obsolete, 2800 Concord Road. | 2024
N-XA-11781 | N/A | TBD | OBSOLETE EQUIPMENT | NW | LAFAYETTE | IN-LAFAYETTE-2309 CONCORD RD Fairfield Manufacturing - Meter set obsolete, 2309 Concord Road. | 2024

## SAH-6 (Revised) (Public)
CEI North
Bare Steel and Cast Iron - Compliance Project
Database Number | Maximo Work Order Number | Work Order Number SAP/Oracle | Project Category | Area | City or Storage Field | Description | Planned Year | Base Estimate 2022 $ | Estimate for Planned Year (as filed) | Estimate for Planned Year (Revised) | Amount on contigency removed (1)
N-1113 | 18022232 | 98785126 | BSCI | NE | RICHMOND | IN-RICHMOND-N-1113-BSCI - Est Installed Footage 8200 - Est Retired Footage 8810 - Est Svcs 138 | 2022
N-114 | 14807202 | 98784375 | BSCI | NE | ANDERSON | IN-ANDERSON-N-114-BSCI - Est Installed Footage 7355 - Est Retired Footage 6945 - Est Svcs 75 | 2022
N-1415 | 18022660 | 98784856 | BSCI | NE | MUNCIE | IN-MUNCIE-N-1415-BSCI - Est Installed Footage 4300 - Est Retired Footage 4215 - Est Svcs 78 | 2022
N-1416 | 18352827 | 98789429 | BSCI | NE | MUNCIE | IN-MUNCIE-N-1416-BSCI - Est Installed Footage 4080 - Est Retired Footage 4295 - Est Svcs 83 | 2022
N-1421 | 16047927 | 98785849 | BSCI | NE | MARION | IN-MARION-N-1421-BSCI - Est Installed Footage 8045 - Est Retired Footage 9005 - Est Svcs 78 | 2022
N-1422 | 16117628 | 98785880 | BSCI | NE | YORKTOWN | IN-YORKTOWN-N-1422-BSCI - Est Installed Footage 5965 - Est Retired Footage 6565 - Est Svcs 70 | 2022
N-1430 | 16047980 | 98785844 | BSCI | NE | GAS CITY | IN-GAS CITY-N-1430-BSCI - Est Installed Footage 6400 - Est Retired Footage 5945 - Est Svcs 101 | 2022
N-1440 | 18785601 | 98789253 | BSCI | NE | SELMA | IN-SELMA-N-1440-BSCI - Est Installed Footage 5755 - Est Retired Footage 6375 - Est Svcs 41 | 2022
N-1441 | 17539005 | 98786684 | BSCI | NE | YORKTOWN | IN-YORKTOWN-N-1441-BSCI - Est Installed Footage 7695 - Est Retired Footage 7335 - Est Svcs 68 | 2022
N-1442 | 17509172 | 98786333 | BSCI | NE | YORKTOWN | IN-YORKTOWN-N-1442-BSCI - Est Installed Footage 3770 - Est Retired Footage 4780 - Est Svcs 74 | 2022
N-1443 | 17509198 | 98786537 | BSCI | NE | YORKTOWN | IN-YORKTOWN-N-1443-BSCI - Est Installed Footage 7570 - Est Retired Footage 8680 - Est Svcs 124 | 2022
N-1448 | 16049055 | 98785853 | BSCI | NE | RICHMOND | IN-RICHMOND-N-1448-BSCI - Est Installed Footage 5395 - Est Retired Footage 10090 - Est Svcs 141 | 2022
N-1476 | 18062127 | 98789028 | BSCI | NE | MUNCIE | IN-MUNCIE-N-1476-BSCI - Est Installed Footage 5565 - Est Retired Footage 5165 - Est Svcs 75 | 2022
N-1483 | 18062165 | 98789032 | BSCI | NE | PARKER CITY | IN-PARKER CITY-N-1483-BSCI - Est Installed Footage 5730 - Est Retired Footage 7515 - Est Svcs 79 | 2022
N-1484 | 18062463 | 98788982 | BSCI | NE | PARKER CITY | IN-PARKER CITY-N-1484-BSCI - Est Installed Footage 5910 - Est Retired Footage 7150 - Est Svcs 67 | 2022
N-1524 | 18062484 | 98788983 | BSCI | NE | ANDERSON | IN-ANDERSON-N-1524-BSCI - Est Installed Footage 3305 - Est Retired Footage 5945 - Est Svcs 38 | 2022
N-1567 | 18062510 | 98788995 | BSCI | NE | REDKEY | IN-REDKEY-N-1567-BSCI - Est Installed Footage 5120 - Est Retired Footage 5290 - Est Svcs 63 | 2022
N-1568 | 18062740 | 98785748 | BSCI | NE | REDKEY | IN-REDKEY-N-1568-BSCI - Est Installed Footage 5230 - Est Retired Footage 5740 - Est Svcs 51 | 2022
N-1571 | 18062809 | 98785762 | BSCI | NE | DUNKIRK | IN-DUNKIRK-N-1571-BSCI - Est Installed Footage 4735 - Est Retired Footage 5440 - Est Svcs 63 | 2022
N-1572 | 18062929 | 98789007 | BSCI | NE | DUNKIRK | IN-DUNKIRK-N-1572-BSCI - Est Installed Footage 3555 - Est Retired Footage 4460 - Est Svcs 58 | 2022
N-1573 | 18062954 | 98789019 | BSCI | NE | DUNKIRK | IN-DUNKIRK-N-1573-BSCI - Est Installed Footage 4825 - Est Retired Footage 5135 - Est Svcs 52 | 2022
N-1590 | 18072744 | 98789189 | BSCI | SE | COLUMBUS | IN-COLUMBUS-N-1590-BSCI - Est Installed Footage 13145 - Est Retired Footage 7625 - Est Svcs 148 | 2022
N-1601 | 18072799 | 98789199 | BSCI | SE | COLUMBUS | IN-COLUMBUS-N-1601-BSCI - Est Installed Footage 18165 - Est Retired Footage 15125 - Est Svcs 261 | 2022
N-1651 | 18062983 | 98789029 | BSCI | NE | ANDERSON | IN-ANDERSON-N-1651-BSCI - Est Installed Footage 7505 - Est Retired Footage 6770 - Est Svcs 60 | 2022
N-1653 | 18063004 | 98789035 | BSCI | NE | ANDERSON | IN-ANDERSON-N-1653-BSCI - Est Installed Footage 2785 - Est Retired Footage 2700 - Est Svcs 12 | 2022
N-1655 | 18063034 | 98789195 | BSCI | NE | ANDERSON | IN-ANDERSON-N-1655-BSCI - Est Installed Footage 1750 - Est Retired Footage 1990 - Est Svcs 24 | 2022
N-1670 | 17175625 | 98785392 | BSCI | NE | FRANKTON | IN-FRANKTON-N-1670-BSCI - Est Installed Footage 10310 - Est Retired Footage 11925 - Est Svcs 108 | 2022
N-1774 | 17175756 | 98785094 | BSCI | NE | CHESTERFIELD | IN-CHESTERFIELD-N-1774-BSCI - Est Installed Footage 7517 - Est Retired Footage 7302 - Est Svcs 117 | 2022
N-1780 | 17175837 | 98785116 | BSCI | NE | JONESBORO | IN-JONESBORO-N-1780-BSCI - Est Installed Footage 9325 - Est Retired Footage 9585 - Est Svcs 106 | 2022
N-1783 | 18072683 | 98789012 | BSCI | NE | RICHMOND | IN-RICHMOND-N-1783-BSCI - Est Installed Footage 8300 - Est Retired Footage 6920 - Est Svcs 149 | 2022
N-1784 | 17175862 | 98785241 | BSCI | NE | RICHMOND | IN-RICHMOND-N-1784-BSCI - Est Installed Footage 2445 - Est Retired Footage 3550 - Est Svcs 54 | 2022
N-1809 | 18063141 | 98785749 | BSCI | NE | MUNCIE | IN-MUNCIE-N-1809-BSCI - Est Installed Footage 4765 - Est Retired Footage 4640 - Est Svcs 85 | 2022
N-1815 | 18065459 | 98789196 | BSCI | NE | MUNCIE | IN-MUNCIE-N-1815-BSCI - Est Installed Footage 6670 - Est Retired Footage 6985 - Est Svcs 97 | 2022
N-2118 | 18065513 | 98789216 | BSCI | NE | MT. SUMMIT | IN-MT. SUMMIT-N-2118-BSCI - Est Installed Footage 525 - Est Retired Footage 385 - Est Svcs 7 | 2022
N-2145 | 18343512 | 98789641 | BSCI | NE | HUNTINGTON | IN-HUNTINGTON-N-2145-BSCI - Est Installed Footage 2320 - Est Retired Footage 3665 - Est Svcs 31 | 2022
N-2152 | 17176131 | 98785095 | BSCI | NE | DUNKIRK | IN-DUNKIRK-N-2152-BSCI - Est Installed Footage 7255 - Est Retired Footage 8715 - Est Svcs 98 | 2022
N-2154 | 17509214 | 98786538 | BSCI | NE | ANDERSON | IN-ANDERSON-N-2154-BSCI - Est Installed Footage 3360 - Est Retired Footage 3285 - Est Svcs 41 | 2022
N-2215 | 18192550 | 98785687 | BSCI | NE | ANDERSON | IN-ANDERSON-N-2215-BSCI - Est Installed Footage 3440 - Est Retired Footage 4800 - Est Svcs 46 | 2022
N-2216 | 18065775 | 98789036 | BSCI | NE | RICHMOND | IN-RICHMOND-N-2216-BSCI - Est Installed Footage 4145 - Est Retired Footage 2510 - Est Svcs 56 | 2022
N-2224 | 18066521 | 98788984 | BSCI | NW | TERRE HAUTE | IN-TERRE HAUTE-N-2224-BSCI - Est Installed Footage 3875 - Est Retired Footage 12065 - Est Svcs 53 | 2022
N-2226 | 18066571 | 98789010 | BSCI | NW | TERRE HAUTE | IN-TERRE HAUTE-N-2226-BSCI - Est Installed Footage 10575 - Est Retired Footage 5675 - Est Svcs 119 | 2022
N-2230 | 18065849 | 98789197 | BSCI | NE | RICHMOND | IN-RICHMOND-N-2230-BSCI - Est Installed Footage 4245 - Est Retired Footage 4060 - Est Svcs 73 | 2022
N-2233 | 16049538 | 98785851 | BSCI | NE | GAS CITY | IN-GAS CITY-N-2233-BSCI - Est Installed Footage 7175 - Est Retired Footage 5200 - Est Svcs 112 | 2022
N-2235 | 17177499 | 98785377 | BSCI | NE | ALBANY | IN-ALBANY-N-2235-BSCI - Est Installed Footage 3020 - Est Retired Footage 2895 - Est Svcs 43 | 2022
N-2252 | 18065972 | 98785763 | BSCI | NE | MUNCIE | IN-MUNCIE-N-2252-BSCI - Est Installed Footage 2760 - Est Retired Footage 2760 - Est Svcs 7 | 2022
N-2254 | 18066268 | 98789187 | BSCI | NE | MUNCIE | IN-MUNCIE-N-2254-BSCI - Est Installed Footage 4640 - Est Retired Footage 6165 - Est Svcs 19 | 2022
N-2310 | 18066356 | 98789217 | BSCI | NE | MUNCIE | IN-MUNCIE-N-2310-BSCI - Est Installed Footage 1220 - Est Retired Footage 1560 - Est Svcs 6 | 2022
N-2313 | 18068219 | 98789188 | BSCI | NW | ATTICA | IN-ATTICA-N-2313-BSCI - Est Installed Footage 16330 - Est Retired Footage 15550 - Est Svcs 159 | 2022
N-2314 | 18068406 | 98789218 | BSCI | NW | ATTICA | IN-ATTICA-N-2314-BSCI - Est Installed Footage 8865 - Est Retired Footage 8460 - Est Svcs 101 | 2022
N-2317 | 18068512 | 98785758 | BSCI | NW | LINDEN | IN-LINDEN-N-2317-BSCI - Est Installed Footage 7840 - Est Retired Footage 8250 - Est Svcs 120 | 2022
N-2321 | 18068539 | 98785764 | BSCI | NW | LAFAYETTE | IN-LAFAYETTE-N-2321-BSCI - Est Installed Footage 13280 - Est Retired Footage 10680 - Est Svcs 118 | 2022
N-2338 | 18068899 | 98789021 | BSCI | NW | LAFAYETTE | IN-LAFAYETTE-N-2338-BSCI - Est Installed Footage 18135 - Est Retired Footage 21830 - Est Svcs 95 | 2022
N-2340 | 18069241 | 98789219 | BSCI | NW | LAFAYETTE | IN-LAFAYETTE-N-2340-BSCI - Est Installed Footage 9590 - Est Retired Footage 9775 - Est Svcs 82 | 2022
N-2355 | 18072854 | 98785751 | BSCI | SE | COLUMBUS | IN-COLUMBUS-N-2355-BSCI - Est Installed Footage 9505 - Est Retired Footage 7725 - Est Svcs 89 | 2022
N-2356 | 18072979 | 98788975 | BSCI | SE | TAYLORSVILLE | IN-TAYLORSVILLE-N-2356-BSCI - Est Installed Footage 14210 - Est Retired Footage 14075 - Est Svcs 123 | 2022
N-2359 | 18073009 | 98788979 | BSCI | SE | BEDFORD | IN-BEDFORD-N-2359-BSCI - Est Installed Footage 3680 - Est Retired Footage 3765 - Est Svcs 49 | 2022
N-2362 | 18073104 | 98789024 | BSCI | SE | BEDFORD | IN-BEDFORD-N-2362-BSCI - Est Installed Footage 2130 - Est Retired Footage 2020 - Est Svcs 23 | 2022
N-2366 | 18073129 | 98789031 | BSCI | SE | BEDFORD | IN-BEDFORD-N-2366-BSCI - Est Installed Footage 8470 - Est Retired Footage 8390 - Est Svcs 19 | 2022
N-2367 | 18073159 | 98789190 | BSCI | SE | MITCHELL | IN-MITCHELL-N-2367-BSCI - Est Installed Footage 11480 - Est Retired Footage 10755 - Est Svcs 110 | 2022
N-2368 | 18082239 | 98789209 | BSCI | SE | MITCHELL | IN-MITCHELL-N-2368-BSCI - Est Installed Footage 7120 - Est Retired Footage 7995 - Est Svcs 63 | 2022
N-2383 | 18082276 | 98789221 | BSCI | SE | MARTINSVILLE | IN-MARTINSVILLE-N-2383-BSCI - Est Installed Footage 8780 - Est Retired Footage 7265 - Est Svcs 104 | 2022
N-2387 | 18082454 | 98789183 | BSCI | SE | SEYMOUR | IN-SEYMOUR-N-2387-BSCI - Est Installed Footage 5680 - Est Retired Footage 4880 - Est Svcs 61 | 2022
N-2388 | 18082651 | 98785746 | BSCI | SE | SEYMOUR | IN-SEYMOUR-N-2388-BSCI - Est Installed Footage 3090 - Est Retired Footage 2670 - Est Svcs 34 | 2022
N-2390 | 18082739 | 98788969 | BSCI | SE | MADISON | IN-MADISON-N-2390-BSCI - Est Installed Footage 4400 - Est Retired Footage 4500 - Est Svcs 56 | 2022
N-2655 | 18263205 | 98789843 | BSCI | NW | BROWNSBURG | IN-BROWNSBURG-N-2655-BSCI - Est Installed Footage 10060 - Est Retired Footage 5300 - Est Svcs 83 | 2022
N-714 | 18069460 | 98788978 | BSCI | NW | TERRE HAUTE | IN-TERRE HAUTE-N-714-BSCI - Est Installed Footage 10815 - Est Retired Footage 13015 - Est Svcs 149 | 2022
N-719 | 18069475 | 98788985 | BSCI | NW | TERRE HAUTE | IN-TERRE HAUTE-N-719-BSCI - Est Installed Footage 5440 - Est Retired Footage 3330 - Est Svcs 89 | 2022
N-720 | 18069489 | 98788986 | BSCI | NW | TERRE HAUTE | IN-TERRE HAUTE-N-720-BSCI - Est Installed Footage 1325 - Est Retired Footage 3620 - Est Svcs 10 | 2022
N-721 | 18069503 | 98788996 | BSCI | NW | TERRE HAUTE | IN-TERRE HAUTE-N-721-BSCI - Est Installed Footage 8425 - Est Retired Footage 10770 - Est Svcs 94 | 2022
N-896 | 18066414 | 98785757 | BSCI | NE | RICHMOND | IN-RICHMOND-N-896-BSCI - Est Installed Footage 4090 - Est Retired Footage 4645 - Est Svcs 91 | 2022
N-1105 | #N/A | 98788308 | BSCI | NE | RICHMOND | IN-RICHMOND-N-1105-BSCI - Est Installed Footage 4650 - Est Retired Footage 3950 - Est Svcs 76 | 2023
N-1149 | #N/A | 98788319 | BSCI | NE | ANDERSON | IN-ANDERSON-N-1149-BSCI - Est Installed Footage 5550 - Est Retired Footage 5550 - Est Svcs 86 | 2023
N-1388 | #N/A | 98788331 | BSCI | NE | GASTON | IN-GASTON-N-1388-BSCI - Est Installed Footage 2700 - Est Retired Footage 2700 - Est Svcs 41 | 2023
N-1389 | #N/A | 98788159 | BSCI | NE | GASTON | IN-GASTON-N-1389-BSCI - Est Installed Footage 5880 - Est Retired Footage 5880 - Est Svcs 20 | 2023
N-1390 | #N/A | 98790035 | BSCI | NE | SHIDELER | IN-SHIDELER-N-1390-BSCI - Est Installed Footage 5800 - Est Retired Footage 5800 - Est Svcs 89 | 2023
N-1394 | #N/A | 98788358 | BSCI | NE | ROYERTON | IN-ROYERTON-N-1394-BSCI - Est Installed Footage 4950 - Est Retired Footage 4950 - Est Svcs 76 | 2023
N-1398 | #N/A | 98788320 | BSCI | NE | MUNCIE | IN-MUNCIE-N-1398-BSCI - Est Installed Footage 4050 - Est Retired Footage 4050 - Est Svcs 62 | 2023
N-1399 | #N/A | 98788364 | BSCI | NE | MUNCIE | IN-MUNCIE-N-1399-BSCI - Est Installed Footage 4050 - Est Retired Footage 4050 - Est Svcs 75 | 2023
N-1400 | #N/A | 98788173 | BSCI | NE | MUNCIE | IN-MUNCIE-N-1400-BSCI - Est Installed Footage 5250 - Est Retired Footage 5250 - Est Svcs 78 | 2023
N-1401 | #N/A | 98788193 | BSCI | NE | MUNCIE | IN-MUNCIE-N-1401-BSCI - Est Installed Footage 3900 - Est Retired Footage 3900 - Est Svcs 55 | 2023
N-1412 | #N/A | 98788289 | BSCI | NE | MUNCIE | IN-MUNCIE-N-1412-BSCI - Est Installed Footage 4500 - Est Retired Footage 4500 - Est Svcs 60 | 2023
N-1413 | #N/A | 98788343 | BSCI | NE | MUNCIE | IN-MUNCIE-N-1413-BSCI - Est Installed Footage 2700 - Est Retired Footage 2700 - Est Svcs 40 | 2023
N-1414 | #N/A | 98788161 | BSCI | NE | MUNCIE | IN-MUNCIE-N-1414-BSCI - Est Installed Footage 2700 - Est Retired Footage 2700 - Est Svcs 40 | 2023
N-1428 | #N/A | 98788162 | BSCI | NE | ELWOOD | IN-ELWOOD-N-1428-BSCI - Est Installed Footage 3682 - Est Retired Footage 3682 - Est Svcs 56 | 2023
N-1432 | #N/A | 98788332 | BSCI | NE | JONESBORO | IN-JONESBORO-N-1432-BSCI - Est Installed Footage 3000 - Est Retired Footage 3000 - Est Svcs 46 | 2023
N-1435 | #N/A | 98788290 | BSCI | NE | HARTFORD CITY | IN-HARTFORD CITY-N-1435-BSCI - Est Installed Footage 6400 - Est Retired Footage 6400 - Est Svcs 93 | 2023
N-1444 | #N/A | 98788194 | BSCI | NE | DUNKIRK | IN-DUNKIRK-N-1444-BSCI - Est Installed Footage 5308 - Est Retired Footage 4768 - Est Svcs 80 | 2023
N-1487 | #N/A | 98788356 | BSCI | NE | PARKER CITY | IN-PARKER CITY-N-1487-BSCI - Est Installed Footage 950 - Est Retired Footage 950 - Est Svcs 8 | 2023
N-1526 | #N/A | 98788166 | BSCI | NE | ANDERSON | IN-ANDERSON-N-1526-BSCI - Est Installed Footage 5607 - Est Retired Footage 6157 - Est Svcs 91 | 2023
N-1545 | #N/A | 98788196 | BSCI | NE | ELWOOD | IN-ELWOOD-N-1545-BSCI - Est Installed Footage 6525 - Est Retired Footage 6525 - Est Svcs 89 | 2023
N-1546 | #N/A | 98788181 | BSCI | NE | ALEXANDRIA | IN-ALEXANDRIA-N-1546-BSCI - Est Installed Footage 1607 - Est Retired Footage 1607 - Est Svcs 24 | 2023
N-1549 | #N/A | 98788197 | BSCI | NE | ALEXANDRIA | IN-ALEXANDRIA-N-1549-BSCI - Est Installed Footage 5100 - Est Retired Footage 5100 - Est Svcs 79 | 2023
N-1550 | #N/A | 98788279 | BSCI | NE | FRANKTON | IN-FRANKTON-N-1550-BSCI - Est Installed Footage 5850 - Est Retired Footage 5850 - Est Svcs 89 | 2023
N-1574 | #N/A | 98788293 | BSCI | NE | DUNKIRK | IN-DUNKIRK-N-1574-BSCI - Est Installed Footage 5965 - Est Retired Footage 5965 - Est Svcs 92 | 2023
N-1575 | #N/A | 98788299 | BSCI | NE | DUNKIRK | IN-DUNKIRK-N-1575-BSCI - Est Installed Footage 5000 - Est Retired Footage 4640 - Est Svcs 76 | 2023
N-1640 | #N/A | 98788300 | BSCI | NE | MARKLEVILLE | IN-MARKLEVILLE-N-1640-BSCI - Est Installed Footage 4100 - Est Retired Footage 4100 - Est Svcs 64 | 2023
N-1643 | #N/A | 98788309 | BSCI | NE | MARKLEVILLE | IN-MARKLEVILLE-N-1643-BSCI - Est Installed Footage 4750 - Est Retired Footage 4750 - Est Svcs 73 | 2023
N-1644 | #N/A | 98788310 | BSCI | NE | PENDLETON | IN-PENDLETON-N-1644-BSCI - Est Installed Footage 4000 - Est Retired Footage 4000 - Est Svcs 61 | 2023
N-1645 | #N/A | 98790059 | BSCI | NE | PENDLETON | IN-PENDLETON-N-1645-BSCI - Est Installed Footage 4730 - Est Retired Footage 4730 - Est Svcs 73 | 2023
N-1648 | #N/A | 98788322 | BSCI | NE | PENDLETON | IN-PENDLETON-N-1648-BSCI - Est Installed Footage 4250 - Est Retired Footage 4250 - Est Svcs 65 | 2023
N-1650 | #N/A | 98788167 | BSCI | NE | NEW COLUMBUS | IN-NEW COLUMBUS-N-1650-BSCI - Est Installed Footage 2250 - Est Retired Footage 2250 - Est Svcs 35 | 2023
N-1656 | #N/A | 98788301 | BSCI | NE | ANDERSON | IN-ANDERSON-N-1656-BSCI - Est Installed Footage 1600 - Est Retired Footage 1600 - Est Svcs 13 | 2023
N-1660 | #N/A | 98788359 | BSCI | NE | ANDERSON | IN-ANDERSON-N-1660-BSCI - Est Installed Footage 3000 - Est Retired Footage 3000 - Est Svcs 45 | 2023
N-1715 | #N/A | 98789999 | BSCI | SE | HARRODSBURG | IN-HARRODSBURG-N-1715-BSCI - Est Installed Footage 9450 - Est Retired Footage 9450 - Est Svcs 87 | 2023
N-1717 | #N/A | 98788163 | BSCI | NE | ANDERSON | IN-ANDERSON-N-1717-BSCI - Est Installed Footage 1350 - Est Retired Footage 1350 - Est Svcs 21 | 2023
N-1719 | #N/A | 98788182 | BSCI | NE | ANDERSON | IN-ANDERSON-N-1719-BSCI - Est Installed Footage 4270 - Est Retired Footage 4270 - Est Svcs 65 | 2023
N-1733 | #N/A | 98788281 | BSCI | NE | MARKLE | IN-MARKLE-N-1733-BSCI - Est Installed Footage 5755 - Est Retired Footage 5755 - Est Svcs 91 | 2023
N-1734 | #N/A | 98788302 | BSCI | NE | MARKLE | IN-MARKLE-N-1734-BSCI - Est Installed Footage 4300 - Est Retired Footage 4300 - Est Svcs 66 | 2023
N-1735 | #N/A | 98788323 | BSCI | NE | MARKLE | IN-MARKLE-N-1735-BSCI - Est Installed Footage 2650 - Est Retired Footage 2650 - Est Svcs 41 | 2023
N-1748 | #N/A | 98788336 | BSCI | NE | ELWOOD | IN-ELWOOD-N-1748-BSCI - Est Installed Footage 3640 - Est Retired Footage 3640 - Est Svcs 56 | 2023
N-1776 | #N/A | 98788337 | BSCI | NE | ELWOOD | IN-ELWOOD-N-1776-BSCI - Est Installed Footage 3895 - Est Retired Footage 3895 - Est Svcs 60 | 2023
N-1779 | #N/A | 98788344 | BSCI | NE | FRANKTON | IN-FRANKTON-N-1779-BSCI - Est Installed Footage 2600 - Est Retired Footage 2600 - Est Svcs 40 | 2023
N-1790 | #N/A | 98789875 | BSCI | NE | HARTFORD CITY | IN-HARTFORD CITY-N-1790-BSCI - Est Installed Footage 6200 - Est Retired Footage 6200 - Est Svcs 96 | 2023
N-1791 | #N/A | 98790009 | BSCI | NE | HARTFORD CITY | IN-HARTFORD CITY-N-1791-BSCI - Est Installed Footage 4870 - Est Retired Footage 4870 - Est Svcs 76 | 2023
N-1794 | #N/A | 98790013 | BSCI | NE | HUNTINGTON | IN-HUNTINGTON-N-1794-BSCI - Est Installed Footage 1450 - Est Retired Footage 1450 - Est Svcs 22 | 2023
N-1796 | #N/A | 98790014 | BSCI | NE | GASTON | IN-GASTON-N-1796-BSCI - Est Installed Footage 3850 - Est Retired Footage 3850 - Est Svcs 58 | 2023
N-1797 | #N/A | 98790027 | BSCI | NE | GASTON | IN-GASTON-N-1797-BSCI - Est Installed Footage 5280 - Est Retired Footage 5280 - Est Svcs 20 | 2023
N-1800 | #N/A | 98788135 | BSCI | NE | EATON | IN-EATON-N-1800-BSCI - Est Installed Footage 4250 - Est Retired Footage 4250 - Est Svcs 66 | 2023
N-1801 | #N/A | 98789883 | BSCI | NE | EATON | IN-EATON-N-1801-BSCI - Est Installed Footage 4650 - Est Retired Footage 4650 - Est Svcs 72 | 2023
N-1816 | #N/A | 98789888 | BSCI | NE | MUNCIE | IN-MUNCIE-N-1816-BSCI - Est Installed Footage 3650 - Est Retired Footage 3650 - Est Svcs 53 | 2023
N-1817 | #N/A | 98789917 | BSCI | NE | ROYERTON | IN-ROYERTON-N-1817-BSCI - Est Installed Footage 4650 - Est Retired Footage 4650 - Est Svcs 72 | 2023
N-1872 | #N/A | 98789995 | BSCI | NE | MUNCIE | IN-MUNCIE-N-1872-BSCI - Est Installed Footage 6950 - Est Retired Footage 6950 - Est Svcs 92 | 2023
N-1873 | #N/A | 98790019 | BSCI | NE | MUNCIE | IN-MUNCIE-N-1873-BSCI - Est Installed Footage 2164 - Est Retired Footage 2164 - Est Svcs 37 | 2023
N-1925 | #N/A | 98790029 | BSCI | NE | MUNCIE | IN-MUNCIE-N-1925-BSCI - Est Installed Footage 1350 - Est Retired Footage 1350 - Est Svcs 37 | 2023
N-2112 | #N/A | 98790045 | BSCI | NE | NEW CASTLE | IN-NEW CASTLE-N-2112-BSCI - Est Installed Footage 8907 - Est Retired Footage 8907 - Est Svcs 111 | 2023
N-2114 | #N/A | 98788136 | BSCI | NE | NEW CASTLE | IN-NEW CASTLE-N-2114-BSCI - Est Installed Footage 6072 - Est Retired Footage 6072 - Est Svcs 86 | 2023
N-2115 | #N/A | 98789876 | BSCI | NE | NEW CASTLE | IN-NEW CASTLE-N-2115-BSCI - Est Installed Footage 4600 - Est Retired Footage 4600 - Est Svcs 69 | 2023
N-2116 | #N/A | 98789913 | BSCI | NE | MUNCIE | IN-MUNCIE-N-2116-BSCI - Est Installed Footage 3078 - Est Retired Footage 3078 - Est Svcs 47 | 2023
N-2141 | #N/A | 98789918 | BSCI | NE | MUNCIE | IN-MUNCIE-N-2141-BSCI - Est Installed Footage 6800 - Est Retired Footage 6200 - Est Svcs 81 | 2023
N-2146 | #N/A | 98789996 | BSCI | NE | NEW CASTLE | IN-NEW CASTLE-N-2146-BSCI - Est Installed Footage 2900 - Est Retired Footage 2900 - Est Svcs 44 | 2023
N-2151 | #N/A | 98789997 | BSCI | NE | DUNKIRK | IN-DUNKIRK-N-2151-BSCI - Est Installed Footage 2550 - Est Retired Footage 2550 - Est Svcs 39 | 2023
N-2163 | #N/A | 98790005 | BSCI | NE | ANDERSON | IN-ANDERSON-N-2163-BSCI - Est Installed Footage 5243 - Est Retired Footage 5243 - Est Svcs 72 | 2023
N-2167 | #N/A | 98790020 | BSCI | NE | RICHMOND | IN-RICHMOND-N-2167-BSCI - Est Installed Footage 1800 - Est Retired Footage 1800 - Est Svcs 27 | 2023
N-2205 | #N/A | 98790030 | BSCI | NE | GAS CITY | IN-GAS CITY-N-2205-BSCI - Est Installed Footage 4200 - Est Retired Footage 4200 - Est Svcs 65 | 2023
N-2208 | #N/A | 98790031 | BSCI | NE | ANDERSON | IN-ANDERSON-N-2208-BSCI - Est Installed Footage 6900 - Est Retired Footage 6900 - Est Svcs 103 | 2023
N-2214 | #N/A | 98790037 | BSCI | NE | ANDERSON | IN-ANDERSON-N-2214-BSCI - Est Installed Footage 4695 - Est Retired Footage 4695 - Est Svcs 72 | 2023
N-2217 | #N/A | 98790046 | BSCI | NE | RICHMOND | IN-RICHMOND-N-2217-BSCI - Est Installed Footage 5600 - Est Retired Footage 5600 - Est Svcs 68 | 2023
N-2218 | #N/A | 98790047 | BSCI | NE | JONESBORO | IN-JONESBORO-N-2218-BSCI - Est Installed Footage 4370 - Est Retired Footage 4370 - Est Svcs 67 | 2023
N-2219 | #N/A | 98790055 | BSCI | NE | JONESBORO | IN-JONESBORO-N-2219-BSCI - Est Installed Footage 4550 - Est Retired Footage 4550 - Est Svcs 69 | 2023
N-2232 | #N/A | 98790056 | BSCI | NE | FRANKTON | IN-FRANKTON-N-2232-BSCI - Est Installed Footage 1350 - Est Retired Footage 1350 - Est Svcs 21 | 2023
N-2234 | #N/A | 98790060 | BSCI | NE | HUNTINGTON | IN-HUNTINGTON-N-2234-BSCI - Est Installed Footage 3815 - Est Retired Footage 3815 - Est Svcs 60 | 2023
N-2236 | #N/A | 98790061 | BSCI | NE | EATON | IN-EATON-N-2236-BSCI - Est Installed Footage 2050 - Est Retired Footage 2050 - Est Svcs 32 | 2023
N-2293 | #N/A | 98790022 | BSCI | SE | COLUMBUS | IN-COLUMBUS-N-2293-BSCI - Est Installed Footage 3580 - Est Retired Footage 3580 - Est Svcs 60 | 2023
N-2300 | #N/A | 98785254 | BSCI | NW | ROCKVILLE | IN-ROCKVILLE-N-2300-BSCI - Est Installed Footage 6275 - Est Retired Footage 6775 - Est Svcs 97 | 2023
N-2316 | #N/A | 98790032 | BSCI | NW | TERRE HAUTE | IN-TERRE HAUTE-N-2316-BSCI - Est Installed Footage 7510 - Est Retired Footage 7510 - Est Svcs 49 | 2023
N-2327 | #N/A | 98790021 | BSCI | NE | MARION | IN-MARION-N-2327-BSCI - Est Installed Footage 6240 - Est Retired Footage 6240 - Est Svcs 79 | 2023
N-2328 | #N/A | 98785489 | BSCI | NW | LAFAYETTE | IN-LAFAYETTE-N-2328-BSCI - Est Installed Footage 3055 - Est Retired Footage 3065 - Est Svcs 16 | 2023
N-2349 | #N/A | 98790048 | BSCI | SE | COLUMBUS | IN-COLUMBUS-N-2349-BSCI - Est Installed Footage 2270 - Est Retired Footage 2270 - Est Svcs 23 | 2023
N-2350 | #N/A | 98788141 | BSCI | SE | COLUMBUS | IN-COLUMBUS-N-2350-BSCI - Est Installed Footage 3700 - Est Retired Footage 3700 - Est Svcs 0 | 2023
N-2351 | #N/A | 98789920 | BSCI | SE | COLUMBUS | IN-COLUMBUS-N-2351-BSCI - Est Installed Footage 6335 - Est Retired Footage 5255 - Est Svcs 97 | 2023
N-2352 | #N/A | 98790023 | BSCI | SE | COLUMBUS | IN-COLUMBUS-N-2352-BSCI - Est Installed Footage 9600 - Est Retired Footage 9600 - Est Svcs 132 | 2023
N-2353 | #N/A | 98790057 | BSCI | SE | COLUMBUS | IN-COLUMBUS-N-2353-BSCI - Est Installed Footage 2600 - Est Retired Footage 2600 - Est Svcs 35 | 2023
N-2358 | #N/A | 98790062 | BSCI | SE | BEDFORD | IN-BEDFORD-N-2358-BSCI - Est Installed Footage 6600 - Est Retired Footage 6600 - Est Svcs 65 | 2023
N-2365 | #N/A | 98789885 | BSCI | SE | BEDFORD | IN-BEDFORD-N-2365-BSCI - Est Installed Footage 5300 - Est Retired Footage 5300 - Est Svcs 20 | 2023
N-2410 | #N/A | 98788139 | BSCI | NE | SHERIDAN | IN-SHERIDAN-N-2410-BSCI - Est Installed Footage 6140 - Est Retired Footage 6140 - Est Svcs 87 | 2023
N-2513 | #N/A | 98785934 | BSCI | NW | LAFAYETTE | IN-LAFAYETTE-N-2513-BSCI - Est Installed Footage 1925 - Est Retired Footage 1740 - Est Svcs 3 | 2023
N-2514 | #N/A | 98785941 | BSCI | NW | LAFAYETTE | IN-LAFAYETTE-N-2514-BSCI - Est Installed Footage 5955 - Est Retired Footage 6265 - Est Svcs 26 | 2023
N-2549 | #N/A | 98790039 | BSCI | SE | HARRODSBURG | IN-HARRODSBURG-N-2549-BSCI - Est Installed Footage 4700 - Est Retired Footage 4700 - Est Svcs 1 | 2023
N-2550 | #N/A | 98790011 | BSCI | SE | HARRODSBURG | IN-HARRODSBURG-N-2550-BSCI - Est Installed Footage 6950 - Est Retired Footage 6950 - Est Svcs 25 | 2023
N-2566 | #N/A | 98790015 | BSCI | SE | BLOOMINGTON | IN-BLOOMINGTON-N-2566-BSCI - Est Installed Footage 6003 - Est Retired Footage 6003 - Est Svcs 8 | 2023
N-468 | #N/A | 98789909 | BSCI | NE | GAS CITY | IN-GAS CITY-N-468-BSCI - Est Installed Footage 2800 - Est Retired Footage 2800 - Est Svcs 43 | 2023
N-893 | #N/A | 98789910 | BSCI | NE | RICHMOND | IN-RICHMOND-N-893-BSCI - Est Installed Footage 6700 - Est Retired Footage 6701 - Est Svcs 93 | 2023
N-899 | #N/A | 98789919 | BSCI | NE | RICHMOND | IN-RICHMOND-N-899-BSCI - Est Installed Footage 3350 - Est Retired Footage 3700 - Est Svcs 64 | 2023
N-900 | #N/A | 98789998 | BSCI | NE | RICHMOND | IN-RICHMOND-N-900-BSCI - Est Installed Footage 5150 - Est Retired Footage 5150 - Est Svcs 76 | 2023
N-909 | #N/A | 98790007 | BSCI | NE | RICHMOND | IN-RICHMOND-N-909-BSCI - Est Installed Footage 5360 - Est Retired Footage 5360 - Est Svcs 35 | 2023
N-910 | #N/A | 98790010 | BSCI | NE | RICHMOND | IN-RICHMOND-N-910-BSCI - Est Installed Footage 3930 - Est Retired Footage 4230 - Est Svcs 82 | 2023
N-1192 | #N/A | TBD | BSCI | NE | EATON | IN-EATON-N-1192-BSCI - Est Installed Footage 3600 - Est Retired Footage 3600 - Est Svcs 56 | 2024
N-1393 | 18440435 | 21573302052214 | BSCI | NE | ALBANY | IN-ALBANY-N-1393-BSCI - Est Installed Footage 4046 - Est Retired Footage 4046 - Est Svcs 62 | 2024
N-1396 | #N/A | TBD | BSCI | NE | MUNCIE | IN-MUNCIE-N-1396-BSCI - Est Installed Footage 3125 - Est Retired Footage 3125 - Est Svcs 39 | 2024
N-1419 | #N/A | TBD | BSCI | NE | MUNCIE | IN-MUNCIE-N-1419-BSCI - Est Installed Footage 4900 - Est Retired Footage 4900 - Est Svcs 73 | 2024
N-1423 | #N/A | TBD | BSCI | NE | MUNCIE | IN-MUNCIE-N-1423-BSCI - Est Installed Footage 5100 - Est Retired Footage 5100 - Est Svcs 77 | 2024
N-1425 | #N/A | TBD | BSCI | NE | MUNCIE | IN-MUNCIE-N-1425-BSCI - Est Installed Footage 2400 - Est Retired Footage 2400 - Est Svcs 34 | 2024
N-1427 | #N/A | TBD | BSCI | NE | MUNCIE | IN-MUNCIE-N-1427-BSCI - Est Installed Footage 4550 - Est Retired Footage 4550 - Est Svcs 68 | 2024
N-1429 | #N/A | TBD | BSCI | NE | MUNCIE | IN-MUNCIE-N-1429-BSCI - Est Installed Footage 4950 - Est Retired Footage 4950 - Est Svcs 74 | 2024
N-1433 | #N/A | TBD | BSCI | NE | MUNCIE | IN-MUNCIE-N-1433-BSCI - Est Installed Footage 5876 - Est Retired Footage 5876 - Est Svcs 96 | 2024
N-1434 | #N/A | TBD | BSCI | NE | MUNCIE | IN-MUNCIE-N-1434-BSCI - Est Installed Footage 4900 - Est Retired Footage 4900 - Est Svcs 73 | 2024
N-1436 | #N/A | TBD | BSCI | NE | MUNCIE | IN-MUNCIE-N-1436-BSCI - Est Installed Footage 5633 - Est Retired Footage 6533 - Est Svcs 93 | 2024
N-1437 | #N/A | TBD | BSCI | NE | MUNCIE | IN-MUNCIE-N-1437-BSCI - Est Installed Footage 2653 - Est Retired Footage 2653 - Est Svcs 62 | 2024
N-1438 | #N/A | TBD | BSCI | NE | MUNCIE | IN-MUNCIE-N-1438-BSCI - Est Installed Footage 2500 - Est Retired Footage 2500 - Est Svcs 62 | 2024
N-1439 | #N/A | TBD | BSCI | NE | MUNCIE | IN-MUNCIE-N-1439-BSCI - Est Installed Footage 3300 - Est Retired Footage 3300 - Est Svcs 49 | 2024
N-1446 | #N/A | TBD | BSCI | NE | MUNCIE | IN-MUNCIE-N-1446-BSCI - Est Installed Footage 5450 - Est Retired Footage 3200 - Est Svcs 84 | 2024
N-1447 | #N/A | TBD | BSCI | NE | MUNCIE | IN-MUNCIE-N-1447-BSCI - Est Installed Footage 4480 - Est Retired Footage 4480 - Est Svcs 64 | 2024
N-1449 | #N/A | TBD | BSCI | NE | MUNCIE | IN-MUNCIE-N-1449-BSCI - Est Installed Footage 4400 - Est Retired Footage 4400 - Est Svcs 66 | 2024
N-1451 | #N/A | TBD | BSCI | NE | MUNCIE | IN-MUNCIE-N-1451-BSCI - Est Installed Footage 3600 - Est Retired Footage 3600 - Est Svcs 55 | 2024
N-1452 | #N/A | TBD | BSCI | NE | MUNCIE | IN-MUNCIE-N-1452-BSCI - Est Installed Footage 6000 - Est Retired Footage 6000 - Est Svcs 88 | 2024
N-1453 | #N/A | TBD | BSCI | NE | MUNCIE | IN-MUNCIE-N-1453-BSCI - Est Installed Footage 5122 - Est Retired Footage 5122 - Est Svcs 78 | 2024
N-1455 | #N/A | TBD | BSCI | NE | MUNCIE | IN-MUNCIE-N-1455-BSCI - Est Installed Footage 3200 - Est Retired Footage 3200 - Est Svcs 47 | 2024
N-1456 | #N/A | TBD | BSCI | NE | MUNCIE | IN-MUNCIE-N-1456-BSCI - Est Installed Footage 4300 - Est Retired Footage 4300 - Est Svcs 64 | 2024
N-1457 | #N/A | TBD | BSCI | NE | MUNCIE | IN-MUNCIE-N-1457-BSCI - Est Installed Footage 1200 - Est Retired Footage 1200 - Est Svcs 34 | 2024
N-1469 | #N/A | TBD | BSCI | NE | MUNCIE | IN-MUNCIE-N-1469-BSCI - Est Installed Footage 5870 - Est Retired Footage 5870 - Est Svcs 79 | 2024
N-1470 | #N/A | TBD | BSCI | NE | MUNCIE | IN-MUNCIE-N-1470-BSCI - Est Installed Footage 6400 - Est Retired Footage 6400 - Est Svcs 98 | 2024
N-1473 | #N/A | TBD | BSCI | NE | MUNCIE | IN-MUNCIE-N-1473-BSCI - Est Installed Footage 5800 - Est Retired Footage 5800 - Est Svcs 88 | 2024
N-1474 | #N/A | TBD | BSCI | NE | MUNCIE | IN-MUNCIE-N-1474-BSCI - Est Installed Footage 6650 - Est Retired Footage 6650 - Est Svcs 102 | 2024
N-1475 | #N/A | TBD | BSCI | NE | MUNCIE | IN-MUNCIE-N-1475-BSCI - Est Installed Footage 5000 - Est Retired Footage 5000 - Est Svcs 77 | 2024
N-1479 | #N/A | 21573302052225 | BSCI | NE | DALEVILLE | IN-DALEVILLE-N-1479-BSCI - Est Installed Footage 5500 - Est Retired Footage 5500 - Est Svcs 81 | 2024
N-1480 | #N/A | 21573302052226 | BSCI | NE | DALEVILLE | IN-DALEVILLE-N-1480-BSCI - Est Installed Footage 3650 - Est Retired Footage 3650 - Est Svcs 55 | 2024
N-1481 | #N/A | 21573302052227 | BSCI | NE | DALEVILLE | IN-DALEVILLE-N-1481-BSCI - Est Installed Footage 5886 - Est Retired Footage 5886 - Est Svcs 81 | 2024
N-1488 | #N/A | 21573302052229 | BSCI | NE | FARMLAND | IN-FARMLAND-N-1488-BSCI - Est Installed Footage 3930 - Est Retired Footage 3930 - Est Svcs 61 | 2024
N-1527 | #N/A | TBD | BSCI | NE | CHESTERFIELD | IN-CHESTERFIELD-N-1527-BSCI - Est Installed Footage 2500 - Est Retired Footage 2500 - Est Svcs 38 | 2024
N-1551 | #N/A | TBD | BSCI | NE | TIPTON | IN-TIPTON-N-1551-BSCI - Est Installed Footage 4515 - Est Retired Footage 4515 - Est Svcs 67 | 2024
N-1569 | #N/A | 21573302052230 | BSCI | NE | REDKEY | IN-REDKEY-N-1569-BSCI - Est Installed Footage 3300 - Est Retired Footage 3300 - Est Svcs 51 | 2024
N-1570 | #N/A | 21573302052231 | BSCI | NE | REDKEY | IN-REDKEY-N-1570-BSCI - Est Installed Footage 6326 - Est Retired Footage 6326 - Est Svcs 95 | 2024
N-1642 | #N/A | TBD | BSCI | NE | MUNCIE | IN-MUNCIE-N-1642-BSCI - Est Installed Footage 5000 - Est Retired Footage 5000 - Est Svcs 77 | 2024
N-1658 | #N/A | TBD | BSCI | NE | ANDERSON | IN-ANDERSON-N-1658-BSCI - Est Installed Footage 2800 - Est Retired Footage 2800 - Est Svcs 43 | 2024
N-1669 | #N/A | 21583002052210 | BSCI | NE | ARCADIA | IN-ARCADIA-N-1669-BSCI - Est Installed Footage 4800 - Est Retired Footage 4800 - Est Svcs 72 | 2024
N-1723 | #N/A | TBD | BSCI | NE | MUNCIE | IN-MUNCIE-N-1723-BSCI - Est Installed Footage 3859 - Est Retired Footage 3859 - Est Svcs 54 | 2024
N-1724 | #N/A | TBD | BSCI | NE | MUNCIE | IN-MUNCIE-N-1724-BSCI - Est Installed Footage 4655 - Est Retired Footage 4655 - Est Svcs 58 | 2024
N-1725 | #N/A | TBD | BSCI | NE | MUNCIE | IN-MUNCIE-N-1725-BSCI - Est Installed Footage 5650 - Est Retired Footage 5650 - Est Svcs 72 | 2024
N-1726 | #N/A | TBD | BSCI | NE | MUNCIE | IN-MUNCIE-N-1726-BSCI - Est Installed Footage 4100 - Est Retired Footage 4100 - Est Svcs 62 | 2024
N-1727 | #N/A | TBD | BSCI | NE | MUNCIE | IN-MUNCIE-N-1727-BSCI - Est Installed Footage 4900 - Est Retired Footage 4900 - Est Svcs 69 | 2024
N-1772 | #N/A | TBD | BSCI | NE | ANDERSON | IN-ANDERSON-N-1772-BSCI - Est Installed Footage 3863 - Est Retired Footage 3863 - Est Svcs 57 | 2024
N-1793 | #N/A | TBD | BSCI | NE | PENDLETON | IN-PENDLETON-N-1793-BSCI - Est Installed Footage 5800 - Est Retired Footage 5800 - Est Svcs 89 | 2024
N-1798 | #N/A | 21573302052238 | BSCI | NE | ALBANY | IN-ALBANY-N-1798-BSCI - Est Installed Footage 3088 - Est Retired Footage 3638 - Est Svcs 45 | 2024
N-1799 | #N/A | TBD | BSCI | NE | EATON | IN-EATON-N-1799-BSCI - Est Installed Footage 4200 - Est Retired Footage 4200 - Est Svcs 60 | 2024
N-1803 | #N/A | TBD | BSCI | NE | MUNCIE | IN-MUNCIE-N-1803-BSCI - Est Installed Footage 7118 - Est Retired Footage 7118 - Est Svcs 109 | 2024
N-1804 | #N/A | TBD | BSCI | NE | MUNCIE | IN-MUNCIE-N-1804-BSCI - Est Installed Footage 6400 - Est Retired Footage 6400 - Est Svcs 94 | 2024
N-1807 | #N/A | TBD | BSCI | NE | MUNCIE | IN-MUNCIE-N-1807-BSCI - Est Installed Footage 5950 - Est Retired Footage 5950 - Est Svcs 92 | 2024
N-1808 | #N/A | TBD | BSCI | NE | MUNCIE | IN-MUNCIE-N-1808-BSCI - Est Installed Footage 3300 - Est Retired Footage 3800 - Est Svcs 50 | 2024
N-1810 | #N/A | TBD | BSCI | NE | MUNCIE | IN-MUNCIE-N-1810-BSCI - Est Installed Footage 5269 - Est Retired Footage 5269 - Est Svcs 74 | 2024
N-1811 | #N/A | TBD | BSCI | NE | MUNCIE | IN-MUNCIE-N-1811-BSCI - Est Installed Footage 4900 - Est Retired Footage 4900 - Est Svcs 76 | 2024
N-1812 | #N/A | TBD | BSCI | NE | MUNCIE | IN-MUNCIE-N-1812-BSCI - Est Installed Footage 5000 - Est Retired Footage 6100 - Est Svcs 59 | 2024
N-1814 | #N/A | TBD | BSCI | NE | MUNCIE | IN-MUNCIE-N-1814-BSCI - Est Installed Footage 5263 - Est Retired Footage 5263 - Est Svcs 80 | 2024
N-1818 | #N/A | TBD | BSCI | NE | YORKTOWN | IN-YORKTOWN-N-1818-BSCI - Est Installed Footage 5100 - Est Retired Footage 5100 - Est Svcs 67 | 2024
N-1825 | #N/A | TBD | BSCI | NE | PENDLETON | IN-PENDLETON-N-1825-BSCI - Est Installed Footage 4250 - Est Retired Footage 4250 - Est Svcs 65 | 2024
N-2153 | #N/A | TBD | BSCI | NE | ANDERSON | IN-ANDERSON-N-2153-BSCI - Est Installed Footage 3100 - Est Retired Footage 3100 - Est Svcs 49 | 2024
N-2171 | #N/A | TBD | BSCI | NE | MUNCIE | IN-MUNCIE-N-2171-BSCI - Est Installed Footage 4000 - Est Retired Footage 4000 - Est Svcs 61 | 2024
N-2174 | #N/A | TBD | BSCI | NE | MUNCIE | IN-MUNCIE-N-2174-BSCI - Est Installed Footage 3050 - Est Retired Footage 3050 - Est Svcs 35 | 2024
N-2175 | #N/A | TBD | BSCI | NE | MUNCIE | IN-MUNCIE-N-2175-BSCI - Est Installed Footage 4100 - Est Retired Footage 4100 - Est Svcs 64 | 2024
N-2179 | #N/A | TBD | BSCI | NE | MUNCIE | IN-MUNCIE-N-2179-BSCI - Est Installed Footage 2050 - Est Retired Footage 2050 - Est Svcs 36 | 2024
N-2201 | #N/A | TBD | BSCI | NE | MUNCIE | IN-MUNCIE-N-2201-BSCI - Est Installed Footage 3300 - Est Retired Footage 2500 - Est Svcs 58 | 2024
N-2204 | #N/A | TBD | BSCI | NE | MUNCIE | IN-MUNCIE-N-2204-BSCI - Est Installed Footage 3400 - Est Retired Footage 3400 - Est Svcs 52 | 2024
N-2209 | #N/A | TBD | BSCI | NE | ANDERSON | IN-ANDERSON-N-2209-BSCI - Est Installed Footage 2900 - Est Retired Footage 2900 - Est Svcs 44 | 2024
N-2225 | #N/A | TBD | BSCI | NE | PENDLETON | IN-PENDLETON-N-2225-BSCI - Est Installed Footage 2750 - Est Retired Footage 2750 - Est Svcs 42 | 2024
N-2227 | #N/A | TBD | BSCI | NE | PENDLETON | IN-PENDLETON-N-2227-BSCI - Est Installed Footage 5850 - Est Retired Footage 5850 - Est Svcs 90 | 2024
N-2228 | #N/A | TBD | BSCI | NE | PENDLETON | IN-PENDLETON-N-2228-BSCI - Est Installed Footage 3650 - Est Retired Footage 3650 - Est Svcs 56 | 2024
N-2231 | #N/A | TBD | BSCI | NE | TIPTON | IN-TIPTON-N-2231-BSCI - Est Installed Footage 4500 - Est Retired Footage 4500 - Est Svcs 69 | 2024
N-2237 | #N/A | TBD | BSCI | NE | EATON | IN-EATON-N-2237-BSCI - Est Installed Footage 4800 - Est Retired Footage 4800 - Est Svcs 73 | 2024
N-2238 | #N/A | 21573302052254 | BSCI | NE | FARMLAND | IN-FARMLAND-N-2238-BSCI - Est Installed Footage 3550 - Est Retired Footage 3550 - Est Svcs 55 | 2024
N-2240 | #N/A | TBD | BSCI | NE | GASTON | IN-GASTON-N-2240-BSCI - Est Installed Footage 5280 - Est Retired Footage 5280 - Est Svcs 20 | 2024
N-2241 | #N/A | TBD | BSCI | NE | GASTON | IN-GASTON-N-2241-BSCI - Est Installed Footage 5280 - Est Retired Footage 5280 - Est Svcs 20 | 2024
N-2242 | #N/A | TBD | BSCI | NE | GASTON | IN-GASTON-N-2242-BSCI - Est Installed Footage 2050 - Est Retired Footage 2050 - Est Svcs 32 | 2024
N-2243 | #N/A | 21573302052255 | BSCI | NE | YORKTOWN | IN-YORKTOWN-N-2243-BSCI - Est Installed Footage 3746 - Est Retired Footage 3746 - Est Svcs 52 | 2024
N-2244 | #N/A | 21573302052256 | BSCI | NE | YORKTOWN | IN-YORKTOWN-N-2244-BSCI - Est Installed Footage 1820 - Est Retired Footage 1820 - Est Svcs 28 | 2024
N-2245 | #N/A | TBD | BSCI | NE | MUNCIE | IN-MUNCIE-N-2245-BSCI - Est Installed Footage 2815 - Est Retired Footage 2815 - Est Svcs 37 | 2024
N-2246 | #N/A | TBD | BSCI | NE | MUNCIE | IN-MUNCIE-N-2246-BSCI - Est Installed Footage 4142 - Est Retired Footage 4142 - Est Svcs 60 | 2024
N-2247 | #N/A | TBD | BSCI | NE | MUNCIE | IN-MUNCIE-N-2247-BSCI - Est Installed Footage 2100 - Est Retired Footage 2100 - Est Svcs 32 | 2024
N-2248 | #N/A | TBD | BSCI | NE | MUNCIE | IN-MUNCIE-N-2248-BSCI - Est Installed Footage 3905 - Est Retired Footage 3905 - Est Svcs 58 | 2024
N-2249 | #N/A | TBD | BSCI | NE | MUNCIE | IN-MUNCIE-N-2249-BSCI - Est Installed Footage 4400 - Est Retired Footage 4400 - Est Svcs 66 | 2024
N-2250 | #N/A | TBD | BSCI | NE | MUNCIE | IN-MUNCIE-N-2250-BSCI - Est Installed Footage 4900 - Est Retired Footage 4900 - Est Svcs 75 | 2024
N-2311 | #N/A | 21573302052257 | BSCI | NE | YORKTOWN | IN-YORKTOWN-N-2311-BSCI - Est Installed Footage 8600 - Est Retired Footage 8600 - Est Svcs 132 | 2024
N-2312 | #N/A | TBD | BSCI | NE | COWAN | IN-COWAN-N-2312-BSCI - Est Installed Footage 9272 - Est Retired Footage 9272 - Est Svcs 1 | 2024
N-2323 | #N/A | TBD | BSCI | NE | MUNCIE | IN-MUNCIE-N-2323-BSCI - Est Installed Footage 6017 - Est Retired Footage 6017 - Est Svcs 0 | 2024
N-2343 | #N/A | TBD | BSCI | NE | ANDERSON | IN-ANDERSON-N-2343-BSCI - Est Installed Footage 2245 - Est Retired Footage 2245 - Est Svcs 34 | 2024
N-2346 | #N/A | TBD | BSCI | NE | PENDLETON | IN-PENDLETON-N-2346-BSCI - Est Installed Footage 4202 - Est Retired Footage 4202 - Est Svcs 65 | 2024
N-2361 | #N/A | TBD | BSCI | NE | REDKEY | IN-REDKEY-N-2361-BSCI - Est Installed Footage 4657 - Est Retired Footage 4657 - Est Svcs 72 | 2024
N-2411 | #N/A | 21583002052213 | BSCI | NE | ARCADIA | IN-ARCADIA-N-2411-BSCI - Est Installed Footage 6300 - Est Retired Footage 6300 - Est Svcs 96 | 2024
N-2412 | #N/A | TBD | BSCI | NE | NOBLESVILLE | IN-NOBLESVILLE-N-2412-BSCI - Est Installed Footage 3700 - Est Retired Footage 3700 - Est Svcs 1 | 2024
N-2547 | #N/A | TBD | BSCI | NE | ANDERSON | IN-ANDERSON-N-2547-BSCI - Est Installed Footage 70 - Est Retired Footage 70 - Est Svcs 0 | 2024
N-469 | #N/A | TBD | BSCI | NE | MARION | IN-MARION-N-469-BSCI - Est Installed Footage 2800 - Est Retired Footage 2800 - Est Svcs 44 | 2024
N-2551 | #N/A | TBD | BSCI | NE | ANDERSON | IN-ANDERSON-N-2551-BSCI-GIS DATA - Est Installed Footage 1738 - Est Retired Footage 1738 - Est Svcs 0 | 2025
N-2552 | #N/A | TBD | BSCI | NE | ANDERSON | IN-ANDERSON-N-2552-BSCI-GIS DATA - Est Installed Footage 4231 - Est Retired Footage 4231 - Est Svcs 16 | 2025
N-2553 | #N/A | TBD | BSCI | NE | ANDERSON | IN-ANDERSON-N-2553-BSCI-GIS DATA - Est Installed Footage 4815 - Est Retired Footage 4941 - Est Svcs 58 | 2025
N-2554 | #N/A | TBD | BSCI | NE | ELWOOD | IN-ELWOOD-N-2554-BSCI-GIS DATA - Est Installed Footage 624 - Est Retired Footage 624 - Est Svcs 0 | 2025
N-2555 | #N/A | TBD | BSCI | NE | ELWOOD | IN-ELWOOD-N-2555-BSCI-GIS DATA - Est Installed Footage 686 - Est Retired Footage 686 - Est Svcs 3 | 2025
N-2556 | #N/A | TBD | BSCI | NE | TIPTON | IN-TIPTON-N-2556-BSCI-GIS DATA - Est Installed Footage 2553 - Est Retired Footage 2553 - Est Svcs 21 | 2025
N-2557 | #N/A | TBD | BSCI | NE | ALEXANDRIA | IN-ALEXANDRIA-N-2557-BSCI-GIS DATA - Est Installed Footage 667 - Est Retired Footage 667 - Est Svcs 6 | 2025
N-2558 | #N/A | TBD | BSCI | NE | FRANKTON | IN-FRANTON-N-2558-BSCI-GIS DATA - Est Installed Footage 277 - Est Retired Footage 277 - Est Svcs 4 | 2025
N-2559 | #N/A | TBD | BSCI | NW | CRAWFORDSVILLE | IN-CRAWFORDSVILLE-N-2559-BSCI-GIS DATA - Est Installed Footage 280 - Est Retired Footage 280 - Est Svcs 3 | 2025
N-2560 | #N/A | TBD | BSCI | NE | ELWOOD | IN-ELWOOD-N-2560-BSCI-GIS DATA - Est Installed Footage 0 - Est Retired Footage 155 - Est Svcs 0 | 2025
N-2561 | #N/A | TBD | BSCI | NE | RICHMOND | IN-RICHMOND-N-2561-BSCI-GIS DATA - Est Installed Footage 2079 - Est Retired Footage 2844 - Est Svcs 25 | 2025
N-2564 | #N/A | TBD | BSCI | NE | HUNTINGTON | IN-HUNTINGTON-N-2564 -BSCI-GIS DATA - Est Installed Footage 8620 - Est Retired Footage 8620 - Est Svcs 42 | 2025
N-2565 | #N/A | TBD | BSCI | NE | HUNTINGTON | IN-HUNTINGTON-N-2565-BSCI-GIS DATA - Est Installed Footage 3165 - Est Retired Footage 3475 - Est Svcs 19 | 2025
N-2567 | #N/A | TBD | BSCI | SE | MARTINSVILLE | IN-MARTINSVILLE-N- 2567-BSCI-GIS DATA - Est Installed Footage 480 - Est Retired Footage 480 - Est Svcs 2 | 2025
N-2568 | #N/A | TBD | BSCI | SE | GREENFIELD | IN-GREENFIELD-N-2568-BSCI-GIS DATA - Est Installed Footage 5268 - Est Retired Footage 5268 - Est Svcs 17 | 2025
N-2569 | #N/A | TBD | BSCI | SE | GREENFIELD | IN-GREENFIELD-N-2569 -BSCI-GIS DATA - Est Installed Footage 2565 - Est Retired Footage 2565 - Est Svcs 10 | 2025
N-2570 | #N/A | TBD | BSCI | SE | GREENFIELD | IN-GREENFIELD-N- 2570 -BSCI-GIS DATA - Est Installed Footage 3912 - Est Retired Footage 3912 - Est Svcs 25 | 2025
N-2571 | #N/A | TBD | BSCI | SE | GREENFIELD | IN-GREENFIELD-N- 2571-BSCI-GIS DATA - Est Installed Footage 3767 - Est Retired Footage 3767 - Est Svcs 13 | 2025
N-2572 | #N/A | TBD | BSCI | SE | GREENFIELD | IN-GREENFIELD-N- 2572 -BSCI-GIS DATA - Est Installed Footage 2473 - Est Retired Footage 2473 - Est Svcs 5 | 2025
N-2573 | #N/A | TBD | BSCI | SE | GREENFIELD | IN-GREENFIELD-N-2573-BSCI-GIS DATA - Est Installed Footage 2432 - Est Retired Footage 2432 - Est Svcs 7 | 2025
N-2574 | #N/A | TBD | BSCI | SE | FORTVILLE | IN-FORTVILLE-N-2574-BSCI-GIS DATA - Est Installed Footage 3416 - Est Retired Footage 3416 - Est Svcs 21 | 2025
N-2575 | #N/A | TBD | BSCI | SE | NEW ALBANY | IN-NEW ALBANY-N-2575-BSCI-GIS DATA - Est Installed Footage 222 - Est Retired Footage 222 - Est Svcs 0 | 2025
N-2576 | #N/A | TBD | BSCI | NW | FRANKFORT | IN-FRANKFORT-N-2576-BSCI-GIS DATA - Est Installed Footage 25281 - Est Retired Footage 25281 - Est Svcs 17 | 2025
N-2577 | #N/A | TBD | BSCI | NW | CLOVERDALE | IN-CLOVERDALE-N-2577-BSCI-GIS DATA - Est Installed Footage 6820 - Est Retired Footage 6820 - Est Svcs 1 | 2025
N-2578 | #N/A | TBD | BSCI | NW | POLAND | IN-POLAND-N-2578-BSCI-GIS DATA - Est Installed Footage 2609 - Est Retired Footage 2609 - Est Svcs 2 | 2025
N-2579 | #N/A | TBD | BSCI | NE | MARION | IN-MARION-N- 2579 -BSCI-GIS DATA - Est Installed Footage 450 - Est Retired Footage 450 - Est Svcs 0 | 2025
N-2580 | #N/A | TBD | BSCI | NE | MARION | IN-MARION-N- 2580 -BSCI-GIS DATA - Est Installed Footage 5371 - Est Retired Footage 5371 - Est Svcs 33 | 2025
N-2581 | #N/A | TBD | BSCI | NE | GAS CITY | IN-GAS CITY-N-2581-BSCI-GIS DATA - Est Installed Footage 1245 - Est Retired Footage 1245 - Est Svcs 21 | 2025
N-2582 | #N/A | TBD | BSCI | NE | JONESBORO | IN-JONESBORO-N-2582 -BSCI-GIS DATA - Est Installed Footage 1194 - Est Retired Footage 1194 - Est Svcs 25 | 2025
N-2583 | #N/A | TBD | BSCI | NE | HARTFORD CITY | IN-HARTFORD CITY-N-2583 -BSCI-GIS DATA - Est Installed Footage 129 - Est Retired Footage 129 - Est Svcs 1 | 2025
N-2584 | #N/A | TBD | BSCI | SE | BEDFORD | IN-BEDFORD-N-2584 -BSCI-GIS DATA - Est Installed Footage 3200 - Est Retired Footage 3200 - Est Svcs 34 | 2025
N-2585 | #N/A | TBD | BSCI | NE | NOBLESVILLE | IN-NOBLESVILLE-N-2585-BSCI-GIS DATA - Est Installed Footage 120 - Est Retired Footage 236 - Est Svcs 1 | 2025
N-2586 | #N/A | TBD | BSCI | NE | ARCADIA | IN-ARCADIA-N-2586-BSCI-GIS DATA - Est Installed Footage 1228 - Est Retired Footage 1228 - Est Svcs 9 | 2025
N-2589 | #N/A | TBD | BSCI | SE | MITCHELL | IN-MITCHELL-N-2589-BSCI-GIS DATA - Est Installed Footage 4510 - Est Retired Footage 4510 - Est Svcs 0 | 2025
N-2590 | #N/A | TBD | BSCI | SE | BLOOMINGTON | IN-BLOOMINGTON-N-2590-BSCI-GIS DATA - Est Installed Footage 680 - Est Retired Footage 680 - Est Svcs 0 | 2025
N-2591 | #N/A | TBD | BSCI | SE | GREENFIELD | IN-GREENFIELD-N-2591 -BSCI-GIS DATA - Est Installed Footage 621 - Est Retired Footage 621 - Est Svcs 15 | 2025
N-2592 | #N/A | TBD | BSCI | SE | COLUMBUS | IN-COLUMBUS-N-2592-BSCI-GIS DATA - Est Installed Footage 3362 - Est Retired Footage 3362 - Est Svcs 16 | 2025
N-2593 | #N/A | TBD | BSCI | SE | COLUMBUS | IN-COLUMBUS-N-2593-BSCI-GIS DATA - Est Installed Footage 1603 - Est Retired Footage 1603 - Est Svcs 35 | 2025
N-2594 | #N/A | TBD | BSCI | SE | COLUMBUS | IN-COLUMBUS-N-2594-BSCI-GIS DATA - Est Installed Footage 3032 - Est Retired Footage 3032 - Est Svcs 46 | 2025
N-2595 | #N/A | TBD | BSCI | SE | COLUMBUS | IN-COLUMBUS-N-2595-BSCI-GIS DATA - Est Installed Footage 307 - Est Retired Footage 307 - Est Svcs 5 | 2025
N-2596 | #N/A | TBD | BSCI | SE | EDINBURGH | IN-EDINBURGH-N-2696-BSCI-GIS DATA - Est Installed Footage 250 - Est Retired Footage 250 - Est Svcs 5 | 2025
N-2597 | #N/A | TBD | BSCI | SE | GREENSBURG | IN-GREENSBURG-N-2597 -BSCI-GIS DATA - Est Installed Footage 743 - Est Retired Footage 743 - Est Svcs 0 | 2025
N-2598 | #N/A | TBD | BSCI | SE | RUSHVILLE | IN-RUSHVILLE-N-2598-BSCI-GIS DATA - Est Installed Footage 2283 - Est Retired Footage 2283 - Est Svcs 0 | 2025
N-2599 | #N/A | TBD | BSCI | SE | RUSHVILLE | IN-RUSHVILLE-N2599-BSCI-GIS DATA - Est Installed Footage 1465 - Est Retired Footage 1465 - Est Svcs 0 | 2025
N-2600 | #N/A | TBD | BSCI | SE | KNIGHTSTOWN | IN-KNIGHTSTOWN-N-2600 -BSCI-GIS DATA - Est Installed Footage 1360 - Est Retired Footage 1360 - Est Svcs 13 | 2025
N-2601 | #N/A | TBD | BSCI | SE | RUSHVILLE | IN-RUSHVILLE-N-2601-BSCI-GIS DATA - Est Installed Footage 2338 - Est Retired Footage 2338 - Est Svcs 0 | 2025
N-2602 | #N/A | TBD | BSCI | SE | KNIGHTSTOWN | IN-KNIGHTSTOWN-N-2602-BSCI-GIS DATA - Est Installed Footage 1455 - Est Retired Footage 1455 - Est Svcs 9 | 2025
N-2603 | #N/A | TBD | BSCI | SE | CAMBRIDGE CITY | IN-CAMBRIDGE CITY-N-2603-BSCI-GIS DATA - Est Installed Footage 288 - Est Retired Footage 288 - Est Svcs 1 | 2025
N-2604 | #N/A | TBD | BSCI | SE | RUSHVILLE | IN-RUSHVILLE-N2604-BSCI-GIS DATA - Est Installed Footage 385 - Est Retired Footage 385 - Est Svcs 1 | 2025
N-2605 | #N/A | TBD | BSCI | SE | COLUMBUS | IN-COLUMBUS-N-2605-BSCI-GIS DATA - Est Installed Footage 2407 - Est Retired Footage 2407 - Est Svcs 0 | 2025
N-2606 | #N/A | TBD | BSCI | NW | LAFAYETTE | IN-LAFAYETTE-N-2606-BSCI-GIS DATA - Est Installed Footage 2806 - Est Retired Footage 3116 - Est Svcs 18 | 2025
N-2608 | #N/A | TBD | BSCI | NW | LEBANON | IN-LEBANON-N- 2608 -BSCI-GIS DATA - Est Installed Footage 5302 - Est Retired Footage 5302 - Est Svcs 7 | 2025
N-2609 | #N/A | TBD | BSCI | NW | LEBANON | IN-LEBANON-N- 2609 -BSCI-GIS DATA - Est Installed Footage 1144 - Est Retired Footage 1144 - Est Svcs 17 | 2025
N-2611 | #N/A | TBD | BSCI | NW | DANVILLE | IN-DANVILLE-N-2611-BSCI-GIS DATA - Est Installed Footage 460 - Est Retired Footage 460 - Est Svcs 0 | 2025
N-2612 | #N/A | TBD | BSCI | NE | PARKER CITY | IN-PARKER CITY-N-2612-BSCI-GIS DATA - Est Installed Footage 380 - Est Retired Footage 380 - Est Svcs 5 | 2025
N-2613 | #N/A | TBD | BSCI | NE | DUNKIRK | IN-DUNKIRK-N-2613-BSCI-GIS DATA - Est Installed Footage 677 - Est Retired Footage 677 - Est Svcs 6 | 2025
N-2614 | #N/A | TBD | BSCI | NE | REDKEY | IN-REDKEY-N-2614-BSCI-GIS DATA - Est Installed Footage 1300 - Est Retired Footage 1300 - Est Svcs 15 | 2025
N-2615 | #N/A | TBD | BSCI | NE | DALEVILLE | IN-DALEVILLE-N-2615-BSCI-GIS DATA - Est Installed Footage 752 - Est Retired Footage 752 - Est Svcs 10 | 2025
N-2616 | #N/A | TBD | BSCI | NE | EATON | IN-EATON-N-2616-BSCI-GIS DATA - Est Installed Footage 288 - Est Retired Footage 288 - Est Svcs 4 | 2025
N-2617 | #N/A | TBD | BSCI | NE | ALBANY | IN-ALBANY-N-2617-BSCI-GIS DATA - Est Installed Footage 435 - Est Retired Footage 435 - Est Svcs 3 | 2025
N-2618 | #N/A | TBD | BSCI | NE | FARMLAND | IN-FARMLAND-N-2618-BSCI-GIS DATA - Est Installed Footage 431 - Est Retired Footage 431 - Est Svcs 7 | 2025
N-2620 | #N/A | TBD | BSCI | NW | FRANKFORT | IN-FRANFORT-N-2620-BSCI-GIS DATA - Est Installed Footage 495 - Est Retired Footage 494 - Est Svcs 0 | 2025
N-2621 | #N/A | TBD | BSCI | NW | GREENCASTLE | IN-GREENCASTLE-N-2621-BSCI-GIS DATA - Est Installed Footage 241 - Est Retired Footage 241 - Est Svcs 0 | 2025
N-2623 | #N/A | TBD | BSCI | NW | LEBANON | IN-LEBANON-N- 2623 -BSCI-GIS DATA - Est Installed Footage 377 - Est Retired Footage 377 - Est Svcs 0 | 2025
N-2624 | #N/A | TBD | BSCI | NW | ROCKVILLE | IN-ROCKVILLE-N-2624-BSCI-GIS DATA - Est Installed Footage 159 - Est Retired Footage 158 - Est Svcs 0 | 2025
N-2625 | #N/A | TBD | BSCI | NE | MUNCIE | IN-MUNCIE-N-2625-BSCI-GIS DATA - Est Installed Footage 3507 - Est Retired Footage 7714 - Est Svcs 21 | 2025
N-2626 | #N/A | TBD | BSCI | NW | TERRE HAUTE | IN-TERRE HAUTE-N2626-BSCI-GIS DATA - Est Installed Footage 199 - Est Retired Footage 199 - Est Svcs 0 | 2025
N-2627 | #N/A | TBD | BSCI | NE | MUNCIE | IN-MUNCIE-N-2627-BSCI-GIS DATA - Est Installed Footage 7971 - Est Retired Footage 7971 - Est Svcs 90 | 2025
N-2628 | #N/A | TBD | BSCI | NE | MUNCIE | IN-MUNCIE-N-2628-BSCI-GIS DATA - Est Installed Footage 5063 - Est Retired Footage 5063 - Est Svcs 56 | 2025
N-2629 | #N/A | TBD | BSCI | NE | MUNCIE | IN-MUNCIE-N-2629-BSCI-GIS DATA - Est Installed Footage 3579 - Est Retired Footage 6628 - Est Svcs 89 | 2025
N-2630 | #N/A | TBD | BSCI | NE | MUNCIE | IN-MUNCIE-N-2630-BSCI-GIS DATA - Est Installed Footage 4375 - Est Retired Footage 4375 - Est Svcs 46 | 2025
N-2631 | #N/A | TBD | BSCI | NE | MUNCIE | IN-MUNCIE-N-2631-BSCI-GIS DATA - Est Installed Footage 1843 - Est Retired Footage 1843 - Est Svcs 24 | 2025
N-2634 | #N/A | TBD | BSCI | NE | NEW CASTLE | IN-NEW CASTLE-N-2634-BSCI-GIS DATA - Est Installed Footage 6295 - Est Retired Footage 6295 - Est Svcs 62 | 2025
N-2635 | #N/A | TBD | BSCI | NE | NEW CASTLE | IN-NEW CASTLE-N-2635-BSCI-GIS DATA - Est Installed Footage 6126 - Est Retired Footage 5666 - Est Svcs 25 | 2025
N-2636 | #N/A | TBD | BSCI | NE | NEW CASTLE | IN-NEW CASTLE-N-2636-BSCI-GIS DATA - Est Installed Footage 5577 - Est Retired Footage 5577 - Est Svcs 57 | 2025

## SAH-7 (Revised) (Public)
CEI North
Storage Modernization - Compliance Project
Database Number | Maximo Work Order Number | Work Order Number SAP/Oracle | Project Category | Area | City or Storage Field | Description | Planned Year | Base Estimate 2022 $ | Estimate for Planned Year (as filed) | Estimate for Planned Year (Revised) | Amount on contigency removed (1)
S-0311 | N/A | TBD | EMERGENCY RESPONSE | SE | HINDUSTAN | Construct access road to UHD-024 A.B.C. #1 | 2022
S-0312 | N/A | TBD | EMERGENCY RESPONSE | SE | HINDUSTAN | Construct access road to UHD-027 Fulford #1 | 2022
S-0344 | N/A | TBD | EMERGENCY RESPONSE | SE | UNIONVILLE | Construct access road to UND-052 Hansen #1 | 2022
S-0262 | N/A | TBD | EMERGENCY RESPONSE | NW | WOLCOTT | Construct access road to WOT-015 Ponto #2 | 2022
S-0218 | N/A | TBD | EMERGENCY RESPONSE | SE | SELLERSBURG | Install barricade around SEK-004 Couch #1 | 2022
S-0213 | N/A | TBD | EMERGENCY RESPONSE | SE | SELLERSBURG | Install barricade around SEK-007 Schlosser #3 | 2022
S-0212 | N/A | TBD | EMERGENCY RESPONSE | SE | SELLERSBURG | Install barricade around SEK-008 Garvey #6 | 2022
S-0370 | N/A | TBD | EMERGENCY RESPONSE | SE | SELLERSBURG | Install barricade around SEK-016 Nabb #9 | 2022
S-0386 | N/A | TBD | EMERGENCY RESPONSE | NW | WOLCOTT | Install barricade around WOT-003 Miller #1 | 2022
S-0209 | N/A | TBD | EMERGENCY RESPONSE | NW | WOLCOTT | Install barricade around WOT-015 Ponto #2 | 2022
S-0384 | N/A | TBD | EMERGENCY RESPONSE | NW | WOLCOTT | Install barricade around WOT-037 Watson #1 | 2022
S-0385 | N/A | TBD | EMERGENCY RESPONSE | NW | WOLCOTT | Install barricade around WOT-039 M.Ponto #5 | 2022
S-0216 | N/A | TBD | EMERGENCY RESPONSE | SE | HINDUSTAN | Install Barricades around UHD-030 Champlin #1 | 2022
S-0217 | N/A | TBD | EMERGENCY RESPONSE | SE | HINDUSTAN | Install Barricades around UHD-051 Huffman #1 | 2022
S-0219 | N/A | TBD | EMERGENCY RESPONSE | SE | UNIONVILLE | Install Barricades around UND-036 Smith #5 | 2022
S-0214 | N/A | TBD | EMERGENCY RESPONSE | SE | UNIONVILLE | Install Barricades around UND-040 Young #3 | 2022
S-0215 | N/A | TBD | EMERGENCY RESPONSE | SE | UNIONVILLE | Install Barricades around UND-079 Ward #5 | 2022
S-0220 | N/A | TBD | EMERGENCY RESPONSE | SE | UNIONVILLE | Install Barricades around UND-080 Nehrt #6 | 2022
S-0221 | N/A | TBD | EMERGENCY RESPONSE | SE | UNIONVILLE | Install Barricades around UND-083 Little League #1 | 2022
S-0308 | N/A | TBD | EMERGENCY RESPONSE | NW | WOLCOTT | Installation of fluid level monitoring devices to report aquifer water levels | 2022
S-0242 | N/A | TBD | EQUIPMENT | SE | HINDUSTAN | Replace Wellhead on UHD-050 Hardin #1 for well logging. | 2022
S-0243 | N/A | TBD | EQUIPMENT | SE | HINDUSTAN | Replace Wellhead on UHD-051 Huffman #2 for well logging. | 2022
S-0225 | N/A | TBD | EQUIPMENT | SE | UNIONVILLE | Replace Wellhead on UND-047 DeMolay #1 for well logging. | 2022
S-0226 | N/A | TBD | EQUIPMENT | SE | UNIONVILLE | Replace Wellhead on UND-048 Peterson #2 for well logging. | 2022
S-0227 | N/A | TBD | EQUIPMENT | SE | UNIONVILLE | Replace Wellhead on UND-049 Mundy #1 for well logging. | 2022
S-0231 | N/A | TBD | EQUIPMENT | SE | UNIONVILLE | Replace Wellhead on UND-053 Hammond #1 for well logging. | 2022
S-0125 | N/A | TBD | EQUIPMENT | NW | WOLCOTT | Replace Wellhead on WOT-043 P. Mathew #4 for well logging. | 2022
S-0126 | N/A | TBD | EQUIPMENT | NW | WOLCOTT | Replace Wellhead on WOT-047 Goss #11 for well logging. | 2022
S-0203 | N/A | TBD | PRESSURE MONITORING / SCADA / RTU | SE | SELLERSBURG | Install bottomhole pressure monitoring equipment in SEK-015 Friend#03 | 2022
S-0202 | N/A | TBD | PRESSURE MONITORING / SCADA / RTU | NW | HINDUSTAN | Install bottomhole pressure monitoring equipment in UHD-024 A.B.C.#01 | 2022
S-0204 | N/A | TBD | PRESSURE MONITORING / SCADA / RTU | SE | UNIONVILLE | Install bottomhole pressure monitoring equipment in UND-014 Kenrich#01 | 2022
S-0392 | N/A | TBD | PRESSURE MONITORING / SCADA / RTU | SE | HINDUSTAN | IN-Hindustan Storage Field -Replace old orifice measurement equipment with Ultrasonic flow meters | 2022
S-0024 | N/A | TBD | WELL CONSTRUCTION / REMEDIATION | NW | WOLCOTT | Utilize WOT-026 IGC#01 for gas observation purposes | 2022
S-0255 | N/A | TBD | WELL CONSTRUCTION / REMEDIATION | SE | HINDUSTAN | Replace Wellhead on UHD-055 Huntington #1 for well logging. | 2022
S-0256 | N/A | TBD | WELL CONSTRUCTION / REMEDIATION | SE | HINDUSTAN | Replace Wellhead on UHD-058 Huntington #2 for well logging. | 2022
S-0356 | N/A | TBD | WELL CONSTRUCTION / REMEDIATION | SE | SELLERSBURG | Replace Wellhead on SEK-008 SCHLOSSER #3 for well logging. | 2022
S-0357 | N/A | TBD | WELL CONSTRUCTION / REMEDIATION | SE | SELLERSBURG | Replace Wellhead on SEK-009 GARVEY #6 for well logging. | 2022
S-0222 | N/A | TBD | WELL CONSTRUCTION / REMEDIATION | SE | UNIONVILLE | Replace Wellhead on UND-052 Hansen #1 for well logging. | 2022
S-0375 | N/A | TBD | WELL CONSTRUCTION / REMEDIATION | NW | WOLCOTT | WOT-022 P. Matthew#02 Transmission Connection | 2022
S-0376 | N/A | TBD | WELL CONSTRUCTION / REMEDIATION | NW | WOLCOTT | Replace Wellhead on WOT-027 Matthew #1 for well logging. | 2022
S-0014 | N/A | TBD | WELL CONSTRUCTION / REMEDIATION | SE | SELLERSBURG | Drilling of new vertical observation well - SEK022-OBS#01 | 2022
S-0012 | N/A | TBD | WELL CONSTRUCTION / REMEDIATION | SE | UNIONVILLE | Unionville B observation drill and complete to monitor field pressures and gas migration | 2022
S-0013 | N/A | TBD | WELL CONSTRUCTION / REMEDIATION | SE | HINDUSTAN | Drill observation well parallel to UHD-Fulford#01 to monitor communication between Unionville and Hindustan. | 2022
S-0015 | N/A | TBD | WELL CONSTRUCTION / REMEDIATION | SE | HINDUSTAN | Drill observation well north of UHD-058 Huntington#01 (UHD-OBS#01) to monitor for gas migration North of field. | 2022
S-0316 | N/A | TBD | EMERGENCY RESPONSE | SE | HINDUSTAN | Construct access road to UHD-041 Musgrave #1 | 2023
S-0317 | N/A | TBD | EMERGENCY RESPONSE | SE | HINDUSTAN | Construct access road to UHD-044 Brough #1 | 2023
S-0346 | N/A | TBD | EMERGENCY RESPONSE | SE | HINDUSTAN | Construct access road to UHD-Huntington#01 and Huntington#02 | 2023
S-0318 | N/A | TBD | EMERGENCY RESPONSE | SE | UNIONVILLE | Construct access road to UND-066 Gross#01 | 2023
S-0390 | N/A | TBD | EMERGENCY RESPONSE | NW | Wolcott | Construct access road to WOT-003 Miller#01 | 2023
S-0391 | N/A | TBD | EMERGENCY RESPONSE | NW | Wolcott | Construct access road to WOT-014 Goss#06 | 2023
S-0192 | N/A | TBD | EMERGENCY RESPONSE | SE | SELLERSBURG | Install barricade around SEK-009 Garvey #7 | 2023
S-0191 | N/A | TBD | EMERGENCY RESPONSE | SE | SELLERSBURG | Install barricade around SEK-010 Couch #5 | 2023
S-0193 | N/A | TBD | EMERGENCY RESPONSE | SE | UNIONVILLE | Install barricade around UND-021 Smith #2 | 2023
S-0380 | N/A | TBD | EMERGENCY RESPONSE | NW | WOLCOTT | Install barricade around WOT-006 Goss #2 | 2023
S-0381 | N/A | TBD | EMERGENCY RESPONSE | NW | WOLCOTT | Install barricade around WOT-023 F. Ponto #1 | 2023
S-0382 | N/A | TBD | EMERGENCY RESPONSE | NW | WOLCOTT | Install barricade around WOT-029 IGC #2 | 2023
S-0383 | N/A | TBD | EMERGENCY RESPONSE | NW | WOLCOTT | Install barricade around WOT-036 IGC #6 | 2023
S-0199 | N/A | TBD | EMERGENCY RESPONSE | SE | HINDUSTAN | Install Barricades around UHD -044 Brough #1 | 2023
S-0200 | N/A | TBD | EMERGENCY RESPONSE | SE | HINDUSTAN | Install barricades around UHD-055 Huntington #1 | 2023
S-0194 | N/A | TBD | EMERGENCY RESPONSE | SE | UNIONVILLE | Install Barricades around UND-023 J. Skirvin #1 | 2023
S-0195 | N/A | TBD | EMERGENCY RESPONSE | SE | UNIONVILLE | Install barricades around UND-047 DeMolay #1 | 2023
S-0196 | N/A | TBD | EMERGENCY RESPONSE | SE | UNIONVILLE | Install Barricades around UND-054 Davis #1 | 2023
S-0197 | N/A | TBD | EMERGENCY RESPONSE | SE | UNIONVILLE | Install Barricades around UND-068 Ward #4 | 2023
S-0198 | N/A | TBD | EMERGENCY RESPONSE | SE | UNIONVILLE | Install Barricades around UND-082 Smith #7 | 2023
S-0201 | N/A | TBD | EMERGENCY RESPONSE | SE | HINDUSTAN | Install Barricades UHD-058 Huntington #2 | 2023
S-0232 | N/A | TBD | EQUIPMENT | SE | UNIONVILLE | Replace Wellhead on UND-056 F. Skirvin #2 for well logging. | 2023
S-0233 | N/A | TBD | EQUIPMENT | SE | UNIONVILLE | Replace Wellhead on UND-057 F. Skirvin #3 for well logging. | 2023
S-0127 | N/A | TBD | EQUIPMENT | NW | WOLCOTT | Replace Wellhead on WOT-23 F. Ponto #1 for well logging. | 2023
S-0372 | N/A | TBD | PRESSURE MONITORING / SCADA / RTU | SE | UNIONVILLE | Install Remote Pressure Monitoring - flow rate and casing pressure on 48 injection/withdrawal wells and 15 observation wells. | 2023
S-0373 | N/A | TBD | WELL CONSTRUCTION / REMEDIATION | SE | UNIONVILLE | Ward #04 Drip Addition | 2023
S-0358 | N/A | TBD | WELL CONSTRUCTION / REMEDIATION | SE | SELLERSBURG | Replace Wellhead on SEK-004 COUCH #1 for well logging. | 2023
S-0389 | N/A | TBD | WELL CONSTRUCTION / REMEDIATION | SE | SELLERSBURG | Replace Wellhead on SEK-009 GARVEY # 7 for well logging. | 2023
S-0360 | N/A | TBD | WELL CONSTRUCTION / REMEDIATION | SE | SELLERSBURG | Replace Wellhead on SEK-010 COUCH #5 for well logging. | 2023
S-0254 | N/A | TBD | WELL CONSTRUCTION / REMEDIATION | SE | UNIONVILLE | Replace Wellhead on UND-002 Brown #2 for well logging. | 2023
S-0008 | N/A | TBD | WELL CONSTRUCTION / REMEDIATION | NW | WOLCOTT | Drilling of new vertical observation well - WOT-OBS#01 to monitor field pressures and gas migration | 2023
S-0377 | N/A | TBD | WELL CONSTRUCTION / REMEDIATION | NW | WOLCOTT | Replace Wellhead on WOT-028 Goss #8 for well logging. | 2023
S-0378 | N/A | TBD | WELL CONSTRUCTION / REMEDIATION | NW | WOLCOTT | Replace Wellhead on WOT-029 IGC #2 for well logging. | 2023
S-0005 | N/A | TBD | WELL CONSTRUCTION / REMEDIATION | SE | UNIONVILLE | Transmission connection to Horizontal well #1 | 2023
S-0371 | N/A | TBD | WELL CONSTRUCTION / REMEDIATION | SE | UNIONVILLE | Drill & Complete Unionville Horizontal Well #1. Replace field capacity lost through remediation (plugging) of old wells with defects | 2023
S-0264 | N/A | TBD | EMERGENCY RESPONSE | SE | UNIONVILLE | Construct access road to UND-032 Headley #1 | 2024
S-0265 | N/A | TBD | EMERGENCY RESPONSE | SE | UNIONVILLE | Construct access road to UND-049 Mundy #1 | 2024
S-0266 | N/A | TBD | EMERGENCY RESPONSE | SE | UNIONVILLE | Construct access road to UND-063 Bruce #1 | 2024
S-0157 | N/A | TBD | EMERGENCY RESPONSE | SE | SELLERSBURG | Install barricade around SEK-002 Garvey #1 | 2024
S-0156 | N/A | TBD | EMERGENCY RESPONSE | SE | SELLERSBURG | Install barricade around SEK-012 Garvey #8 | 2024
S-0155 | N/A | TBD | EMERGENCY RESPONSE | SE | SELLERSBURG | Install barricade around SEK-013 Schlosser #4 | 2024
S-0184 | N/A | TBD | EMERGENCY RESPONSE | SE | HINDUSTAN | Install Barricades around UHD-045 Musgrave #4 | 2024
S-0185 | N/A | TBD | EMERGENCY RESPONSE | SE | HINDUSTAN | Install Barricades around UHD-046 Musgrave #5 | 2024
S-0186 | N/A | TBD | EMERGENCY RESPONSE | SE | HINDUSTAN | Install Barricades around UHD-050 Hardin #1 | 2024
S-0180 | N/A | TBD | EMERGENCY RESPONSE | SE | UNIONVILLE | Install barricades around UND - 053 Hammond #1 | 2024
S-0181 | N/A | TBD | EMERGENCY RESPONSE | SE | UNIONVILLE | Install barricades around UND - 056F. Skirvin #2 | 2024
S-0183 | N/A | TBD | EMERGENCY RESPONSE | SE | UNIONVILLE | Install Barricades around UND - 081 Smith #6 | 2024
S-0182 | N/A | TBD | EMERGENCY RESPONSE | SE | UNIONVILLE | Install barricades around UND- 060 Christy #3 | 2024
S-0173 | N/A | TBD | EMERGENCY RESPONSE | SE | UNIONVILLE | Install Barricades around UND-002 Brown #2 | 2024
S-0174 | N/A | TBD | EMERGENCY RESPONSE | SE | UNIONVILLE | Install Barricades around UND-007 Ealy #1 | 2024
S-0175 | N/A | TBD | EMERGENCY RESPONSE | SE | UNIONVILLE | Install Barricades around UND-010 Hite #1 | 2024
S-0176 | N/A | TBD | EMERGENCY RESPONSE | SE | UNIONVILLE | Install Barricades around UND-012 A. Neal #1 | 2024
S-0177 | N/A | TBD | EMERGENCY RESPONSE | SE | UNIONVILLE | Install Barricades around UND-037 O. Young #1 | 2024
S-0178 | N/A | TBD | EMERGENCY RESPONSE | SE | UNIONVILLE | Install Barricades around UND-038 O Young #2 | 2024
S-0179 | N/A | TBD | EMERGENCY RESPONSE | SE | UNIONVILLE | Install barricades around UND-048 Peterson #2 | 2024
S-0238 | N/A | TBD | EQUIPMENT | SE | UNIONVILLE | Replace Wellhead on UND-059 Peterson #3 for well logging. | 2024
S-0239 | N/A | TBD | EQUIPMENT | SE | UNIONVILLE | Replace Wellhead on UND-060 Christy #3 for well logging. | 2024
S-0240 | N/A | TBD | EQUIPMENT | SE | UNIONVILLE | Replace Wellhead on UND-063 Bruce #1 for well logging. | 2024
S-0241 | N/A | TBD | EQUIPMENT | SE | UNIONVILLE | Replace Wellhead on UND-065 Christy #4 for well logging. | 2024
S-0023 | N/A | TBD | PRESSURE MONITORING / SCADA / RTU | SE | SELLERSBURG | Install surface remote pressure monitoring on 12 injection/withdrawal wells and 6 observation wells | 2024
S-0158 | N/A | TBD | WELL CONSTRUCTION / REMEDIATION | SE | SELLERSBURG | SEK-021 IGC#01 recomplete higher into formation to utilize for observation purposes. Today, the well doesn't trend with the field and is providing little value. | 2024
S-0361 | N/A | TBD | WELL CONSTRUCTION / REMEDIATION | SE | SELLERSBURG | Replace Wellhead on SEK-002 GARVEY #1 for well logging. | 2024
S-0362 | N/A | TBD | WELL CONSTRUCTION / REMEDIATION | SE | SELLERSBURG | Replace Wellhead on SEK-006 COUCH #2 for well logging. | 2024
S-0363 | N/A | TBD | WELL CONSTRUCTION / REMEDIATION | SE | SELLERSBURG | Replace Wellhead on SEK-012 GARVEY #8 for well logging. | 2024
S-0364 | N/A | TBD | WELL CONSTRUCTION / REMEDIATION | SE | SELLERSBURG | Replace Wellhead on SEK-013 SCHLOSSER #4 for well logging. | 2024
S-0379 | N/A | TBD | WELL CONSTRUCTION / REMEDIATION | NW | WOLCOTT | Replace Wellhead on WOT-031 IGC #3 for well logging. | 2024
S-0009 | N/A | TBD | WELL CONSTRUCTION / REMEDIATION | NW | WOLCOTT | Drilling of new vertical observation well - WOT-OBS#02 to monitor field pressures and gas migration | 2024
S-0010 | N/A | TBD | WELL CONSTRUCTION / REMEDIATION | NW | WOLCOTT | Drilling of new vertical observation well - WOT-OBS#03 to monitor field pressures and gas migration | 2024
S-0016 | N/A | TBD | WELL CONSTRUCTION / REMEDIATION | SE | SELLERSBURG | Drilling of new vertical observation well - SEK023-OBS#02 to monitor field pressures and gas migration | 2024
S-0267 | N/A | TBD | EMERGENCY RESPONSE | SE | UNIONVILLE | Construct access road to UND-007 Ealy #1 | 2025
S-0268 | N/A | TBD | EMERGENCY RESPONSE | SE | UNIONVILLE | Construct access road to UND-016 Robertson #1 | 2025
S-0369 | N/A | TBD | EMERGENCY RESPONSE | SE | SELLERSBURG | Install barricade around SEK-15 Friend #3 | 2025
S-0171 | N/A | TBD | EMERGENCY RESPONSE | SE | HINDUSTAN | Install Barricades around UHD-042 Musgrave #2 | 2025
S-0172 | N/A | TBD | EMERGENCY RESPONSE | SE | HINDUSTAN | Install Barricades around UHD-043 Musgrave #3 | 2025
S-0165 | N/A | TBD | EMERGENCY RESPONSE | SE | UNIONVILLE | Install Barricades around UND - 052 Hansen #1 | 2025
S-0167 | N/A | TBD | EMERGENCY RESPONSE | SE | UNIONVILLE | Install Barricades around UND - 059 Peterson #3 | 2025
S-0168 | N/A | TBD | EMERGENCY RESPONSE | SE | UNIONVILLE | Install Barricades around UND - 067 Richards #2 | 2025
S-0169 | N/A | TBD | EMERGENCY RESPONSE | SE | UNIONVILLE | Install Barricades around UND - 071 Bates #2 | 2025
S-0170 | N/A | TBD | EMERGENCY RESPONSE | SE | UNIONVILLE | Install Barricades around UND - 072 DeMolay #2 | 2025
S-0166 | N/A | TBD | EMERGENCY RESPONSE | SE | UNIONVILLE | Install Barricades around UND- 057 F. Skirvin #3 | 2025
S-0159 | N/A | TBD | EMERGENCY RESPONSE | SE | UNIONVILLE | Install Barricades around UND-003 J. Young #1 | 2025
S-0160 | N/A | TBD | EMERGENCY RESPONSE | SE | UNIONVILLE | Install Barricades around UND-004 Peterson #1 | 2025
S-0161 | N/A | TBD | EMERGENCY RESPONSE | SE | UNIONVILLE | Install Barricades around UND-029 Smith #4 | 2025
S-0162 | N/A | TBD | EMERGENCY RESPONSE | SE | UNIONVILLE | Install Barricades around UND-031 Skirvin #1 (Silurian) | 2025
S-0163 | N/A | TBD | EMERGENCY RESPONSE | SE | UNIONVILLE | Install barricades around UND-032 Headley #1 (Silurian) | 2025
S-0164 | N/A | TBD | EMERGENCY RESPONSE | SE | UNIONVILLE | Install Barricades around UND-034 Fleener #1 (Silurian) | 2025
S-0246 | N/A | TBD | EQUIPMENT | SE | UNIONVILLE | Replace Wellhead on UND-066 Gross#01 for well logging. | 2025
S-0247 | N/A | TBD | EQUIPMENT | SE | UNIONVILLE | Replace Wellhead on UND-067 Richards #2 for well logging. | 2025
S-0248 | N/A | TBD | EQUIPMENT | SE | UNIONVILLE | Replace Wellhead on UND-069 Christy #6 for well logging. | 2025
S-0249 | N/A | TBD | EQUIPMENT | SE | UNIONVILLE | Replace Wellhead on UND-070 H. Young #1 for well logging. | 2025
S-0250 | N/A | TBD | EQUIPMENT | SE | UNIONVILLE | Replace Wellhead on UND-071 Bates #2 for well logging. | 2025
S-0251 | N/A | TBD | EQUIPMENT | SE | UNIONVILLE | Replace Wellhead on UND-072 DeMolay #2 for well logging. | 2025
S-0374 | N/A | TBD | WELL CONSTRUCTION / REMEDIATION | NW | WOLCOTT | Seismic survey & processing of 10-mile x 10-mile region. | 2025
S-0365 | N/A | TBD | WELL CONSTRUCTION / REMEDIATION | SE | SELLERSBURG | Replace Wellhead on SEK-011 COUCH #6 for well logging. | 2025
S-0366 | N/A | TBD | WELL CONSTRUCTION / REMEDIATION | SE | SELLERSBURG | Replace Wellhead on SEK-014 SCHLOSSER #5 for well logging. | 2025
S-0011 | N/A | TBD | WELL CONSTRUCTION / REMEDIATION | NW | WOLCOTT | Drilling of new vertical observation well - WOT-OBS#04 to monitor field pressures and gas migration | 2025
S-0321 | N/A | TBD | EMERGENCY RESPONSE | NW | WOLCOTT | Install barricade around WOT-047 Goss #11 | 2026
S-0322 | N/A | TBD | EMERGENCY RESPONSE | NW | WOLCOTT | Install barricade around WOT-051 Bahler #1 | 2026
S-0323 | N/A | TBD | EMERGENCY RESPONSE | NW | WOLCOTT | Install barricade around WOT-052 Anker #4 | 2026
S-0324 | N/A | TBD | EMERGENCY RESPONSE | NW | WOLCOTT | Install barricade around WOT-053 Fulkerson #4 | 2026
S-0325 | N/A | TBD | EMERGENCY RESPONSE | NW | WOLCOTT | Install barricade around WOT-056 Trachsel #1 | 2026
S-0326 | N/A | TBD | EMERGENCY RESPONSE | NW | WOLCOTT | Install barricade around WOT-057 Trachsel #2 | 2026
S-0151 | N/A | TBD | EMERGENCY RESPONSE | SE | UNIONVILLE | Install Barricades around UND - 062 Peterson | 2026
S-0152 | N/A | TBD | EMERGENCY RESPONSE | SE | UNIONVILLE | Install barricades around UND - 063 Bruce #1 | 2026
S-0153 | N/A | TBD | EMERGENCY RESPONSE | SE | UNIONVILLE | Install barricades around UND - 065 Christy #4 | 2026
S-0154 | N/A | TBD | EMERGENCY RESPONSE | SE | UNIONVILLE | Install barricades around UND- 069 Christy #6 | 2026
S-0147 | N/A | TBD | EMERGENCY RESPONSE | SE | UNIONVILLE | Install Barricades around UND-006 Barrow #1 | 2026
S-0148 | N/A | TBD | EMERGENCY RESPONSE | SE | UNIONVILLE | Install barricades around UND-013 F. Young #1 | 2026
S-0149 | N/A | TBD | EMERGENCY RESPONSE | SE | UNIONVILLE | Install Barricades around UND-018 J. Headley #1 (Silurian) | 2026
S-0150 | N/A | TBD | EMERGENCY RESPONSE | SE | UNIONVILLE | Install Barricades around UND-049 Mundy #1 | 2026
S-0367 | N/A | TBD | WELL CONSTRUCTION / REMEDIATION | SE | SELLERSBURG | Replace Wellhead on SEK-016 FRIEND #3 for well logging. | 2026
S-0368 | N/A | TBD | WELL CONSTRUCTION / REMEDIATION | SE | SELLERSBURG | Replace Wellhead on SEK-018 COUCH #8 for well logging. | 2026
S-0017 | N/A | TBD | WELL CONSTRUCTION / REMEDIATION | SE | UNIONVILLE | Drilling of new observation well to replace the plugged UND-017 Otis Young#01 to monitor field pressures and gas migration | 2026